## Brief instructions
Anleitung
P H P P |  |  | Copyright PHPP 1998-2015 Passive House Institute
B R I E F I N S T R U C T I O N S |  |  | Version 9.3
| Place your mouse here to see the PHPP help. | If no help appears when the mouse passes over cell B4, you can activate it by going into the Menu Bar Tools/Options/View, and under "Comments", select "Comment Indicator Only".
Passive House verification: meaning of field formats
Example | Field Format | Meaning
78.8 | Arial, blue, bold with yellow background | Input field: Please enter the required value here
01ud Triple-low-e Kr08 | Arial Narrow, blue, with yellow background | Data entry field with drop down list
80 | Arial, blue, bold with grey background | Link (through Variants-macro). Attention: do not overwrite!
6619.2 | Arial, black, standard on white background | Calculation field; please do not change
78.8 | Arial, violet, bold with white background | Field with reference to another worksheet
126 | Arial, black, large & bold on green background | Important result
Passive House planning: worksheet directory
Worksheet name (to show/hide worksheets please use the separate 'Profile settings' tool) | Function | Brief description | Required for the certification?
Verification | Building data; summary of results | Building description, selection of the calculation method, summary of results | yes
Overview | Overview of the specific data of the project entered | In-depth project description, overview of all results and input variables, specific details on building envelope, building services systems as well as general information. | no
Cross check | Data entry assistance | Information in case PHPP does not calculate, overview of errors, plausibility checks | yes
Variants | Calculation of variants | Input parameters and results for variant calculation. Predefined fields for frequent entries, as well as user-defined area. | no
Comparison | Comparison between two variants | Comparison between two variants from the perspective of energy demand and economic viability. Input of comparison configurations. | No
Climate | Climate region selection or definition of user data | Climate data for: 'Annual heating', 'Windows', 'Heating load', 'Heating', 'Summer', 'Cooling', 'Cooling units', 'Cooling load' worksheets | yes
U-Values | Calculation of standard building assembly U-Values | Heat transmission coefficient calculations in accordance with DIN EN ISO 6946. | yes
Areas | Areas summary | Building assembly areas, thermal bridges, treated floor area. Use exterior dimension references! | yes
Ground | Calculation of reduction factors below ground | More precise calculation of heat losses through the ground | if applicable
Components | Building component database | Database of certified, Passive House suitable components and entry of user-defined components | yes
Windows | UW-Value determination | Input of geometry, orientation, frame lengths, frame widths, Ug and U-values of the frame, and the thermal bridge heat loss coefficients of the connections; from these inputs, determine UW and total radiation. | yes
Shading | Determination of shading coefficients | Input of shading parameters, e.g. balcony, neighbouring building, window reveal and calculating the shading factors | yes
Ventilation | Air flow rates, Exhaust/Supply air balancing, Pressurization test results | Sizing the ventilation system from extract and supply air requirements, infiltration air change rate and actual efficiency of heat recovery, input of pressurization test results | yes
Addl vent | Design and planning of ventilation systems with diverse ventilation units | Extension of the 'Ventilation' worksheet for dimensioning air flows, for special building uses and systems with various ventilation units | if used
Annual heating | Annual space heating demand / Annual method | Calculation of the annual space heating demand according to the energy balance method following EN 13790: Transmission + Ventilation - h (Solar gains + Internal gains) | no
Heating | Space heating demand calculation Monthly method according to EN 13790 | Calculation procedure for the monthly method following EN 13790. Make appropriate selection in the 'Verification' worksheet, if calculations should be performed following this procedure | yes
Heating Load | Building heating load calculation | Calculation of the nominal heating load using a balance procedure for the design day: max transmission + max ventilation - ƞ (minimum solar gains + internal heat gains) | yes
SummVent | Determination of summer ventilation | Ventilation in cooling case and estimation of air flow rates for natural ventilation during the summer period | yes
Summer | Assessment of summer climate | Calculation of the frequency of overheating as a measure of summer comfort | yes
Cooling | Monthly method for cooling demand | Annual useful cooling demand calculation | if present
Cooling units | Latent cooling energy | Calculation of the energy demand for dehumidification and choice of cooling method | if present
Cooling load | Building cooling load calculation | Calculation of the daily average cooling load of the building | no
DHW+Distribution | Distribution losses; DHW requirement and losses | Heat loss calculation of the distribution systems (heating; DHW); calculation of the useful heat requirement of DHW and storage losses | yes
SolarDHW | Solar DHW heating | Solar contribution calculation for DHW and space heating contribution | if solar panels are used
PV | Electricity generation by photovoltaic | Electricity generation calculation of PV system | no
Electricity | Electricity demand for dwellings | Calculation of the electricity demand of Passive Houses with residential use | yes
Use non-res | Patterns of non-residential utilisation | Input or selection of utilisation patterns for planning of electricity demand and internal heat gains | no
Electricity non-res | Electricity demand for non-residential use | Calculation of the electricity demand for lighting, electric devices and kitchens for non-residential buildings | no
Aux Electricity | Auxiliary electricity demand | Calculation of auxiliary electricity and corresponding primary energy demand | yes
IHG | Internal heat gains in dwellings | Calculation of the internal heat gains based on the Electricity and Aux Electricity sheets. | no
IHG non-res | Internal heat gains for non-residential use | Calculation of the internal heat gains for non-residential buildings based on the 'Electricity non-res' worksheet and the occupancy | no
PER | Specific primary energy and CO2 demands | Selection of heat generators, calculation of the primary energy and CO2 specific demands from the present results | yes
Compact | Performance ratio of heat generator Compact heat pump unit | Calculation of the performance ratio of combined heat generation for heating and DHW by means of an electric heat pump compact unit exclusively, considering the specific project boundary conditions. | if present
HP | Performance ratio of heat generation of the heat pump | Calculation of the performance ratio for heat generation for one to two electric-run heat pumps, considering the specific project boundary conditions. | if present
HP Ground | Ground probe or ground collector in combination with a heat pump | Heat source calculation for a ground probe or horizontal subsoil heat exchanger for ground-coupled heat pumps, considering the specific project boundary conditions. | if present
Boiler | Performance ratio of heat generator Boiler | For the calculation of the performance ratio of heat generation with standard boilers (NT and calorific boilers) for the project given boundary conditions. | if present
District Heating | District heat transfer station | Calculation of the final and primary energy demands (heat) | if present
Data | Database | Table of primary energy factors following [GEMIS] and database of EnEV (German energy efficiency regulation). | No
Note on C10: In these cells, in addition to selecting from the list, manual entries (only permissible content), input of links and formulas are possible.

## Verification
Nachweis
| EnerPHit Verification | [12 empty] | Error(s): | Warning(s):
|  | Photo or Drawing |  |  |  | Building: | 23 | [32 empty] | 1 | 2 | 3 | 4 | 5 | 6 | 7 | 8 | 9
[6 empty] | Street: | Nightingale Avenue | bar: 1
[6 empty] | Postcode/City: | CB1 8SG | Cambridge | [30 empty] | A) | FALSE | 0 | 0 | -44 | 0 | 0%
[6 empty] | Province/Country: | Cambridgeshire |  | GB-United Kingdom/ Britain | [30 empty] | FALSE | 0 | TRUE | -23.8986 | 0 | 0% | -44 | 27.5826 | 52.43%
[6 empty] | Building type: | Detached House | [11 empty] | EnerPHit-Komponentenanforderungen | [20 empty] | FALSE | 0 | 0 | -14 | 0 | 0% | -44 | 27.5826 | 52.43%
[6 empty] | Climate data set: | GB0013a-Hemsby | [11 empty] | für erdberührte Bauteile | [19 empty] | B) | FALSE | FALSE | 1 | -10.2028 | 0 | 0% | 0 | -14 | -26.61%
[6 empty] | Climate zone: | 3: Cool-temperate |  | Altitude of location: | 11 m | [5 empty] | 0 |  |  | diff. HGT Erdreich kKh |  | 30.8352 | [17 empty] | C) | FALSE | 0 | 0 | 0 | -13.5826 | -25.82% | 0 | -14 | -26.61%
[19 empty] | diff. KGT Erdreich kKh |  | 0 | bar: 6
[6 empty] | Home owner / Client: | Wookey and Tess | [11 empty] | HGT + KGT |  | 30.8352 | [18 empty] | FALSE | 1 | 0 | 0 | -13.5826 | -25.82%
[6 empty] | Street: | Nightingale Avenue | [11 empty] | kostenoptimaler U-Wert |  | 0.30074 | [17 empty] | 1 | TRUE |  |  | 0 | 0 | 0% | 0 | 0 | 0%
[6 empty] | Postcode/City: | CB1 8SG | Cambridge | [10 empty] | dito Innendämmung |  | 0.56258
[6 empty] | Province/Country: | Cambridgeshire |  | GB-United Kingdom/ Britain
| Architecture: |  |  |  |  | Mechanical system:
| Street: |  |  |  |  | Street:
| Postcode/City: |  |  |  |  | Postcode/City: |  |  |  |  | Calculation electricity / Internal heat gains | [28 empty] | 1 | 0 | 0 | 0% | TRUE | 0 | 0 | 0% | 20
| Province/Country: |  |  |  |  | Province/Country: |  |  |  |  | Building type: | 1-Residential building |  |  |  |  | 1 | [22 empty] | 7: you should:
| Energy consultancy: |  |  |  |  | Certification:
| Street: |  |  |  |  | Street: |  |  |  |  | Internal heat gains
| Postcode/City: |  |  |  |  | Postcode/City: |  |  |  |  | Utilisation pattern: | 10-Dwelling |  |  |  | HWB <= 15 kWh/(m²a)? | [23 empty] | 1: Increase the generated renewable energy by 0% , or - Choose a combined measure; 5: Increase the generated renewable energy by 0% , or - Choose a combined measure
| Province/Country: |  |  |  |  | Province/Country: |  |  |  |  | Values: | 2-Standard |  |  |  | FALSE
| Year of construction: | 1963 |  |  |  | Interior temperature winter [°C]: | 20 |  | Interior temp. summer [°C]: | 25 | [11 empty] | ÜBERSICHT ALLER GEBÄUDE-ZERTIFIZERUNGSKRITERIEN
| No. of dwelling units: | 1 |  |  |  | Internal heat gains (IHG) heating case [W/m2]: | 2.6284 |  | IHG cooling case [W/m²]: | 4.6818 | Occupancy |  |  |  |  | mechanische Kühlung |  | Standardpersonenbelegung
| No. of occupants: | 2.2943 |  |  |  | Specific capacity [Wh/K per m² TFA]: | 168 |  | Mechanical cooling: |  |  | 1-Standard (only for residential buildings) |  |  |  | 0 | 1 | 2.2943 | [7 empty] | Gebäudekriterien
| Specific building characteristics with reference to the treated floor area | [24 empty] | 1-Passive House |  | 2-EnerPHit |  | 3-PHI Low Energy Building |  | 4-Other |  | EnerPHit
Alternative criteria
|  |  | Treated floor area | m² | 94.62 |  | Criteria |  |  | Fullfilled?2 | [5 empty] | Abfragen alternative Kriterien | [9 empty] | Kriterien | alternativ | Kriterien | alternativ | Kriterien | alternativ | Kriterien | alternativ | 1-arktisch | 2-kalt | 3-kühl-gemäßigt | 4-warm-gemäßigt | 5-warm | 6-heiß | 1: 7-sehr heiß
| Space heating |  | Heating demand | kWh/(m²a) | 26.5569 | ≤ | 25 | - |  | no | [5 empty] | no | - | FALSE |  | Bauteilverfahren? | 0 |  | Heating demand | kWh/(m²a) | ≤ | 15 | - | 25 |  | 30 |  | - | - | 35 | 30 | 25 | 20 | 15 | - | bar: 1
◄ Minimum thermal insulation |  |  | Heating load | W/m² | 17.5089 | ≤ | - | - | [7 empty] | - | - | [5 empty] | Heating load | W/m² | ≤ | - | 10 | - |  | - |  | - | - | [6 empty] | 3: PE-Bedarf (TWW, Heiz, HE); 4: 9.5769
| Space cooling |  | Cooling & dehum. demand | kWh/(m²a) | - | ≤ | - | - |  | - | [5 empty] | - | - | FALSE |  | Randbedingungen Kühlen+Entfeuchten nicht Standard? | FALSE |  | Cooling & dehum. demand | kWh/(m²a) | ≤ | - | - | - | - | - |  | - | - | Aktive Kühlung?
|  |  | Cooling load | W/m² | - | ≤ | - | - | [7 empty] | - | - | [5 empty] | Cooling load | W/m² | ≤ | - | - | - | - | - |  | - | - | nein | ja
|  |  | Frequency of overheating (> 25 °C) | % | 0 | ≤ | 10 |  |  | yes | [12 empty] | Frequency of overheating (> 25 °C) | % | ≤ | 10 |  | 10 |  | 10 |  | - |  | 10 | -
|  |  | Frequency excessively high humidity (> 12 g/kg) | % | 0.082278 | ≤ | 20 |  |  | yes | [12 empty] | Frequency excessively high humidity (> 12 g/kg) | % | ≤ | 20 |  | 20 |  | 20 |  | - |  | 20 | 10
0
| Airtightness |  | Pressurization test result n50 | 1/h | 2.5 | ≤ | 1 |  |  | no | [12 empty] | Pressurization test result n50 | 1/h | ≤ | 0.6 |  | 1 |  | 1 |  | - |  | Mindestwärmeschutz Passivhaus und EnerPHit: | [5 empty] | 3: Mindestwärmeschutz Energiesparhaus
Mindestwärmeschutz
| Minimum thermal protection |  | fulfilled? | yes/no |  |  | yes |  |  | no | [6 empty] | Mindestwärmeschutz Klimazone: | [5 empty] | fulfilled? | yes/no |  | 1-arktisch | 2-kalt | 3-kühl-gemäßigt | 4-warm-gemäßigt | 5-warm | 6-heiß | 7-sehr heiß | 4-sonstige | 1-arktisch | 2-kalt | 3-kühl-gemäßigt | 4-warm-gemäßigt | 5-warm | 6-heiß | 7-sehr heiß |  | 1-arktisch | 2-kalt | 3-kühl-gemäßigt | 4-warm-gemäßigt | 5-warm | 6-heiß | 7-sehr heiß
|  |  | Smallest temperature factor fRsi=0.25 m²K/W | - | - | ≥ | 0.7 |  |  | - | [6 empty] | 3 | [5 empty] | Smallest temperature factor fRsi=0.25 m²K/W | - | ≥ | 0.8 | 0.75 | 0.7 | 0.65 | 0.55 | - | - | - | 0.8 | 0.75 | 0.7 | 0.6 | 0.55 | - | - |  | 0.8 | 0.75 | 0.7 | 0.6 | 0.55 | - | -
|  |  | highest U-value | W/(m²K) | 1.4 | ≤ | 0.85 |  |  | no | [12 empty] | highest U-value | W/(m²K) | ≤ | 0.45 | 0.65 | 0.85 | 1.1 | - | - | - | - | 0.45 | 0.65 | 0.85 | 1.1 | - | - | bar: 1; 3 to 9
|  |  | highest U-value | W/(m²K) | 0.45178 | ≤ | 1 |  |  | yes | [12 empty] | highest U-value | W/(m²K) | ≤ | 0.5 | 0.7 | 1 | 1.15 | 1.3 | 1.3 | 1.1 | - | 0.5 | 0.7 | 1 | 1.15 | 1.3 | 1.3 | 1.1 |  | - | - | - | - | - | - | -
|  |  | highest U-value | W/(m²K) | 0.38045 | ≤ | 1.1 |  |  | yes | [12 empty] | highest U-value | W/(m²K) | ≤ | 0.6 | 0.8 | 1.1 | 1.25 | 1.4 | 1.4 | 1.2 | - | 0.6 | 0.8 | 1.1 | 1.25 | 1.4 | 1.4 | 1.2 |  | - | - | - | - | - | - | -
|  |  | highest U-value | W/(m²K) | - | ≤ | 0.65 |  |  | - | [12 empty] | highest U-value | W/(m²K) | ≤ | 0.35 | 0.5 | 0.65 | 0.85 | - | - | - | - | 0.35 | 0.5 | 0.65 | 0.85 | - | - | bar: 1; 3 to 9
| Non-renewable Primary Energy (PE) |  | PE demand | kWh/(m²a) | 35.7483 | ≤ | - |  |  | - | 1-PE-factors (non-renewable) PHI Certification |  |  |  |  | 1 | 1 | 0 | 1 | TRUE |  |  | PE demand | kWh/(m²a) | ≤ | - |  | - |  | - |  | - |  | 1-Classic | 2-Plus | 3-Premium | 1-Classic | 2-Plus | 3-Premium | 1-Classic | 2-Plus | 3-Premium | 1-Classic | 2-Plus | 3-Premium
| Primary Energy Renewable (PER) |  | PER demand | kWh/(m²a) | 28.2496 | ≤ | 57 | 42 |  | yes | (Selected primary energy factors for calculation of PE demand) |  |  |  |  | yes | yes | TRUE |  |  |  |  | PER demand | kWh/(m²a) | ≤ | 45 | 30 | 57 | 42 | 75 | 75 | - | - | 60 | 45 | 30 | 73 | 57 | 42 | 15 | 15 | 15 | 0 | -15 | -15 | 15 | -15
|  | Generation of renewable energy (in relation to projected building footprint area) |  | kWh/(m²a) | 52.6075 | ≥ | 60 | 39 | [7 empty] | no | yes |  |  | FV | 0.72877 |  | 0 | kWh/(m²a) | ≥ | 60 | 39 | 60 | 39 | - | 0 | - | - | - | 60 | 120 | - | 60 | 120 | 20.5826 | 20.5826 | 20.5826 | 0 | -20.5826 | -20.5826 | 20.5826 | -20.5826
EnerPHit component values ◄ | [25 empty] | EnerPHit-Bauteilkriterien | [7 empty] | Passivhaus |  |  | EnerPHit |  |  | 1: Zuschläge; 4: Abschläge; 7: 42; 8: 72
[46 empty] | 39.4174 | 80.5826
| EnerPHit (refurbishment): Component characteristics | [9 empty] | Specific values of building elements incl. exemptions to EnerPHit criteria | [14 empty] | 1-arktisch | 2-kalt | 3-kühl-gemäßigt | 4-warm-gemäßigt | 5-warm | 6-heiß | 7-sehr heiß
|  |  | Building envelope to exterior air1 (U-value) | W/(m²K) | 0.15423 | ≤ | - |  |  | - | 0.15423 | W/(m²K) | [10 empty] | Building envelope to exterior air1 (U-value) | W/(m²K) | ≤ | 0.09 | 0.12 | 0.15 | 0.3 | 0.5 | 0.5 | 0.25
|  |  | Building envelope to ground1 (U-value) | W/(m²K) | 0.38045 | ≤ | - |  |  | - | 0.38045 | W/(m²K) | [10 empty] | Building envelope to ground1 (U-value) | W/(m²K) | ≤ | 0.3 | 0.3 | 0.3 | 0.3 | 0.3 | 0.3 | 0.3
|  |  | Wall w/int. insulation in contact w/exterior air (U-value) | W/(m²K) | 0.14918 | ≤ | - |  |  | - | 0.14918 | W/(m²K) | EnerPHit+i? | [9 empty] | Wall w/int. insulation in contact w/exterior air (U-value) | W/(m²K) | ≤ | 0.25 | 0.3 | 0.35 | 0.5 | 0.75 | 0.75 | 0.45
|  |  | Wall w/interior insulation in contact w/ground (U-value) | W/(m²K) | - | ≤ | - |  |  | - |  | W/(m²K) | 55.9% | [9 empty] | Wall w/interior insulation in contact w/ground (U-value) | W/(m²K) | ≤ | 0.56 | 0.56 | 0.56 | 0.56 | 0.56 | 0.56 | 0.56
|  |  | Flat roof (SRI) | - | 18.7283 | ≥ | - |  |  | - |  |  | (Proportion of inside insulation of area of opaque external wall) | [9 empty] | Flat roof (SRI) | - | ≥ | - | - | - | - | - | 90 | 90 |  | Fenster U-Wert
|  |  | Inclined and vertical external surface (SRI) | - | 55.1395 | ≥ | - |  |  | - | [12 empty] | Inclined and vertical external surface (SRI) | - | ≥ | - | - | - | - | - | 50 | 50 |  | 1-arktisch | 2-kalt | 3-kühl-gemäßigt | 4-warm-gemäßigt | 5-warm | 6-heiß | 1: 7-sehr heiß
|  |  | Windows/Entrance doors (UW/D,installed) ' | W/(m²K) | 0.84268 | ≤ | - |  |  | - | 0.85227 | W/(m²K) | [10 empty] | Windows/Entrance doors (UW/D,installed) ' | W/(m²K) | ≤ | 0.47219 | 0.67219 | 0.87219 | 1.0722 | 1.2722 | 1.2722 | 1.0722 |  | 0.45 | 0.65 | 0.85 | 1.05 | 1.25 | 1.25 | 1: 1.05
|  |  | Windows (UW,installed) ' | W/(m²K) | - | ≤ | - |  |  | - | - | W/(m²K) | [10 empty] | Windows (UW,installed) ' | W/(m²K) | ≤ | 0.52219 | 0.72219 | 1.0222 | 1.1222 | 1.3222 | 1.3222 | 1.1222 |  | 0.5 | 0.7 | 1 | 1.1 | 1.3 | 1.3 | 1: 1.1
|  |  | Windows (UW,installed) ' | W/(m²K) | - | ≤ | - |  |  | - | - | W/(m²K) | [10 empty] | Windows (UW,installed) ' | W/(m²K) | ≤ | 0.62219 | 0.82219 | 1.1222 | 1.2222 | 1.4222 | 1.4222 | 1.2222 |  | 0.6 | 0.8 | 1.1 | 1.2 | 1.4 | 1.4 | 1: 1.2
|  |  | Glazing (g-value) | - | 0.5 | ≥ | - |  |  | - | [12 empty] | Glazing (g-value) | - | ≥ | 0.71429 | 0.5 | 0.3125 | 0.17857 | - | - | - |  | 0.7 | 1 | 1.6 | 2.8 | - | - | bar: 1
|  |  | Glazing/sun protection (max. solar load) | kWh/(m²a) | 256.2781 | ≤ | - |  |  | - | [12 empty] | Glazing/sun protection (max. solar load) | kWh/(m²a) | ≤ | - | - | - | - | - | - | - |  | Solarfaktor | [5 empty] | 3: Feuchtes Klima?
|  |  | Ventilation (effective heat recovery efficiency) | % | 84.0814 | ≥ | - |  |  | - | [12 empty] | Ventilation (effective heat recovery efficiency) | % | ≥ | 80 | 80 | 75 | 75 | - | - | - | [7 empty] | 3: nein; 4: ja
|  |  | Ventilation (humidity recovery efficiency) | % |  | ≥ | - |  |  | - | [12 empty] | Ventilation (humidity recovery efficiency) | % | ≥ | - | - | - | - | - | - | - | [7 empty] | 3: -; 4: 60
[10 empty] | 1 Without windows, doors and external walls with interior insulation | [6 empty] | 1
2 Empty field: Data missing; '-': No requirement
Building energy standard
| I confirm that the values given herein have been determined following the PHPP methodology and based on the characteristic values of the building. The PHPP calculations are attached to this verification. | [7 empty] | EnerPHit Plus? | no |  | 2-EnerPHit |  |  |  |  | 2
| Task: |  |  | First name: |  |  | Surname: |  |  | Signature: | Class
[12 empty] | 2-Plus |  |  |  | plus oder premium? | TRUE
[5 empty] | Issued on: |  | City: |  |  |  | Verification of primary energy
[12 empty] | 2-PER (renewable) |  |  |  | PE-Verfahren? | FALSE | PER-Verfahren? | TRUE
EnerPHit verification method
[12 empty] | 2-Energy demand method | [7 empty] | EnerPHit nach Bauteilverfahren? | FALSE
New building / Refurbishment
[12 empty] | 2-Refurbishment |  |  |  |  | 2
Note on F27: In case of building modernisation: Year of modernisation
Note on F28: In case of non-residential buildings enter '1'
Note on K27: 20 °C. Only change in justified cases.
Note on K29: Cspec is approximately equal to 60+n(heavy)*24 Wh/(m²K); n(heavy) signifies the number of massive enclosing wall surfaces: Lightweight: 60 Wh/(m²K) Mixed: 132 Wh/(m²K) Massive: 204 Wh/(m²K) see also PHPP user's manual
Note on N27: In case of building certification a temperature of 25°C must be used (For ensuring thermal comfort)
Note on R25: Residential buildings: standard values are based on fully equipped dwelling units/apartments with normal utilisation times. If utilisation differs from this, (e.g. student hostel, hotels) the IHG must be calculated in the PHPP for the specific project.
Note on R79: For Passive House and EnerPHit only
Note on R81: Verification according to "PE (non-renewable)" is not acceptable for PH Classes "Plus" and "Premium".
Note on R84: For EnerPHit only

## Overview (hidden)
Uebersicht
Project overview | [5 empty] | EnerPHit with PHPP Version 9.3
23 / Climate: Hemsby / TFA: 95 m² / Heating: 26.6 kWh/(m²a) / Freq. overheating: 0 % / PER: 28.2 kWh/(m²a)
Basic data
| Building, name of the object | 23
| Street: | Nightingale Avenue
| Postcode / City / Country: | CB1 8SG
| Building type: | Row house
| Climate: Region / Climate data set | GB-United Kingdom/ Britain |  | GB0013a-Hemsby
| Climate: Degree days / Altitude | 66.0704 | kKh/a | 11 | m
| Building type / Building status | Row house |  | completed
| Context of urban development | Suburban development
| Building type / Construction | Passive House new building |  | Massive construction
| Building category, in terms of energy | Passive House
| Year of construction / Year of construction of existing building | 1963
| Amount of dwelling units for residential use / non-residential use | 1 | Dwelling units |  | Dwelling units
| Number of occupants standard / planned | 2.2943 | P |  | P
| Standard / Design occupancy rate | 41.2417 | m²/P |  | m²/P
| Home owner / Client | Wookey and Tess
Architect
Building services
PHPP / Energy balance
Building physics
Structural engineering
Contractor / Tradesperson / Other (max. 5000 characters)
| Interior temperatures winter / summer | 20 | °C | 25 | °C
| IHG winter / summer | 2.63 | W/m² | 4.68 | W/m²
| Type of certification | 2-EnerPHit
Project certification / Certificate ID
Certification body
| PHPP-version / PHPP-registration number | Version 9.3
Specific values according to EnerPHit Verification
| Treated floor area ATFA / Exterior volume Ve | 94.62 | m² |  | m³
|  | Specific demand |  | Requirement
| Space heating demand | 26.5569 | kWh/(m2a) | #VALUE! | W/(m²K)
| Heating load residential | 17.5089 | kWh/(m2a) | #VALUE! | W/m²
| Heating load non-residential |  | kWh/(m2a) | #VALUE! | W/m²
| Frequency of overheating | 0 | % | Recommendation: < 10% | > 25 °C
| Overall specific space cooling demand |  | kWh/(m2a) | #VALUE! | W/(m²K)
| Cooling load residential |  | kWh/(m2a) | #VALUE! | W/m²
| Cooling load non-residential |  | kWh/(m2a) | #VALUE! | W/m²
| Airtightness pressure air change rate test n50 | 2.5 | 1/h | #VALUE! | 1/h
| Total PE Value | 35.7483 | kWh/(m2a) | #VALUE! | W/(m²K)
Heating, cooling, DHW, auxiliary electricity, lighting, electrical appliances
| Specific PE demand - Mechanical system / CO2-equivalent | 9.6488 | kWh/(m2a) | 2.3559 | kg/(m²a)
Heating, DHW, auxiliary electricity (no lighting and electrical appliances)
| Solar energy: Primary energy savings / CO2 emissions | 64.0862 | kWh/(m²a) | 13.163 | kg/(m²a)
Characteristic values according to EnerPHit
|  | Specific demand |  | Requirement
| Average U-value of external insulation to outside air | 0.15423 | W/(m²K) | #VALUE! | W/(m²K)
| Average U-value of external insulation to ground | 0.38045 | W/(m²K) | #VALUE! | W/(m²K)
| Average U-value interior insulation to outside air | 0.14918 | W/(m²K) | #VALUE! | W/(m²K)
| Average U-value interior insulation to ground |  | W/(m²K) | #VALUE! | W/(m²K)
| Average U-value of thermal bridges ΔU | -0.025725 | W/(m²K) | #VALUE! | W/(m²K)
| Average U-value windows | 0.84268 | W/(m²K) | #VALUE! | W/(m²K)
| Average U-value of exterior doors | #VALUE! | W/(m²K) | #VALUE! | W/(m²K)
| Ventilation system eff. heat recovery efficiency | 84.0814 | % | #VALUE! | %
Building envelope and site
| Building envelope area Atotal / Treated floor area ATFA | 303.014 | m² | 94.62 | m²
| A/V-ratio / Envelope area use (Atotal/ATFA) |  |  | 3.2024
| Window area / Window percentage of total envelope | 20.0946 | m² | 6.632%
| Specific solar aperture / Passive solar heating mode | 1.427% |  | 1243.314 | kWh/a
| Building site area / Built-up area |  | m² |  | m²
| Gross floor area GFA / Gross external volume GEV |  | m² |  | m³
| Floor space ratio / Amount of complete storeys |  |  |  | floors
Building description (max.5000 characters)
Opaque building components
| External wall: U-value (average value) / Area | 0.16105 | W/(m²K) | 127.7097 | m²
| Standard external wall: U-value / Thickness |  | W/(m²K) | 0 | mm
| Standard external wall: Total area / Area percentage of total envelope |  | W/(m²K) |  | %
Standard external wall: Name / Certified?
Standard external wall: Short description (materials, manufacturer, product name, special features)
| Standard construction exterior wall | Material |  | l [W/(mK)] | Thickness [mm]
1.
2.
3.
4.
5.
6.
7.
8.
9.
10.
| External wall below ground: U-value (average value) / Area |  | W/(m²K) |  | m²
| Standard external wall below ground: U-value / Thickness |  | W/(m²K) | 0 | mm
| Standard external wall below ground: Area / Area fraction |  | W/(m²K) |  | %
Standard external wall below ground: Name / Certified?
Standard external wall below ground: Short description (materials, manufacturer, product name, special features)
| Standard construction exterior wall in contact with ground | Material |  | l [W/(mK)] | Thickness [mm]
1.
2.
3.
4.
5.
6.
7.
8.
9.
10.
| Roof / Top floor ceiling: U-value (average value) / Area | 0.13406 | W/(m²K) | 61.7229 | m²
| Standard roof / Top floor ceiling: U-value / Thickness |  | W/(m²K) | 0 | mm
| Standard roof / Top floor ceiling: Area / Area percentage |  | W/(m²K) |  | %
Standard roof / Top floor ceiling: Name / Certified?
Standard roof / Top floor ceiling: Short description (materials, manufacturer, product name, special features)
| Standard construction of roof/topmost ceiling | Material |  | l [W/(mK)] | Thickness [mm]
1.
2.
3.
4.
5.
6.
7.
8.
9.
10.
| Floor slab / Basement ceiling: U-value (average value) / Area | 0.38045 | W/(m²K) | 71.3384 | m²
| Standard floor slab / Basement ceiling: U-value / Thickness |  | W/(m²K) | 0 | mm
| Floor slab / Standard basement ceiling: Area / Area fraction |  | W/(m²K) |  | %
Standard floor slab / Basement ceiling: Name / Certified?
Standard floor slab / Basement ceiling: Short description (materials, manufacturer, product name, special features)
| Floor slab / basement ceiling standard construction | Material |  | l [W/(mK)] | Thickness [mm]
1.
2.
3.
4.
5.
6.
7.
8.
9.
10.
| Thermal bridges: Y-value (Average value) / Length | -0.94205 | W/(mK) | 16.005 | m
| Thermal bridge free limit value / Complied? | 0.01 | W/(mK) | Yes
Thermal bridges: Short description (max.5000 letters) (additional notices, manufacturer, product name, materials, others)
| Main thermal bridges | Y-value |  | Certified?
| Floor to Walls - Existing | -1.5 | W/(mK)
| Floor to Walls - Extension | 0.03 | W/(mK)
| Walls to Roof - Existing | 0.03 | W/(mK)
| Walls to Roof - Extension | 0.03 | W/(mK)
| Wall to Garage Roof | 0.03 | W/(mK)
| Others | 0.03 | W/(mK)
| Wall corner NW (XPS) | -0.02 | W/(mK)
| Wall corner NW (XPS above ground) | -0.02 | W/(mK)
| Wall corner NW (WF) | -0.02 | W/(mK)
| Wall corner NE (XPS perim) | -0.25 | W/(mK)
| Wall corner NE (XPS above ground) | -0.25 | W/(mK)
| Wall corner NE (WF) | -0.26 | W/(mK)
| Eaves South office |  | W/(mK)
| Eaves South bedroom |  | W/(mK)
| Eaves North Bathroom |  | W/(mK)
| Eaves North Landing+office |  | W/(mK)
| Gable W to loft |  | W/(mK)
| Gable E to loft |  | W/(mK)
| Chimney |  | W/(mK)
| Gable wall EWI/IWI overlap |  | W/(mK)
W/(mK)
W/(mK)
W/(mK)
W/(mK)
W/(mK)
W/(mK)
W/(mK)
W/(mK)
W/(mK)
W/(mK)
Windows / Doors / Shading systems
| Windows/facades: U-value (average value) / Area | 0.85227 | W/(m²K) | 20.0946 | m²
| Window/facade frames: U-value (average value) / Area | 0.92 | W/(m²K) | 7.3824 | m²
| Glazing: U-value (average value) / Areas | 0.5 | W/(m²K) | 12.7122 | m²
| Y-Value glazing edge (avg.) / Y-Value installation (avg.) | 0.033 | W/(mK) | 0.039086 | W/(mK)
| Standard window frame: U-value / Frame width |  | W/(m²K) |  | mm
| Standard window frame: Window area / Area percentage |  | W/(m²K) |  | %
| Standard window frame: Glass edge Y-value / Installation Y-value |  | W/(mK) |  | W/(mK)
Standard window frame: Name, certified?
Standard window frame: Short description of materials, manufacturer, product name, installation situation
| Standard curtain wall facade: U-value / Frame width |  | W/(m²K) |  | mm
| Standard curtain wall facade: Facade area / Total area pct. |  | W/(m²K) |  | %
| Standard curtain wall facade: Y-value glazing edge / Y-value installation |  | W/(mK) |  | W/(mK)
Standard curtain wall facade: Description / Certified?
Standard curtain wall facade: Short description (materials, manufacturer, product name, installation)
| Standard glazing: U-value / g-value |  | W/(m²K)
| Standard glazing: Facade area / Area ratio |  | W/(m²K) |  | %
Standard glazing: Description / Certified?
Standard glazing: Short description (description, manufacturer, product name, installation)
| Standard glazing 2: U-value / g-value |  | W/(m²K)
| Standard glazing 2: Facade area / Area percentage |  | W/(m²K) |  | %
Standard glazing 2: Description / Certified?
Standard glazing 2: Short description (description, manufacturer, product name, installation)
| Roof lights / Light domes: U-value / Frame width |  | W/(m²K) |  | mm
| Roof lights / Light domes: Window area / Area section |  | W/(m²K) |  | %
| Roof lights / Light domes: Glazing U-value / g-value |  | W/(m²K)
| Roof lights / Light domes: Y-value glass edge / Installation Y-value |  | W/(mK) |  | W/(mK)
Roof lights / Light domes: Name / Certified?
Roof lights / Light domes: Short description (materials, manufacturer, product name, installation situation)
| Exterior door: U-value (average value) / Area | 1.4 | W/(m²K) | 1.89 | m²
| Standard ext. door: Door U-value / Door U-value installed |  | W/(m²K) |  | m²
| Standard exterior door: Frame U-value / Door leaf U-value |  | W/(m²K) |  | W/(m²K)
| Standard exterior door: Door leaf thickness / Frame width |  | mm |  | mm
| Standard exterior door: Panel border Y-value / Installation Y-value |  | W/(mK) |  | W/(mK)
Standard exterior door: Name / Certified?
Standard exterior door: Short description (materials, manufacturer, product name, installation situation)
| Temporary sun protection: Type / Add. reduction factor |  | W/(m²K) | 2.5404 | m²
| Temporary sun protection: Area / Area ratio |  | W/(m²K) |  | %
| Shading reduction factors: Orientation | Reduction factor winter |  | Summer reduction factor
| North | 91.3558 | % | 95.6615 | %
| East | 78.5963 | % | 84.952 | %
| South | 86.5434 | % | 83.7792 | %
| West | 67.7015 | % | 77.3854 | %
| Horizontal | 100 | % | 100 | %
Ventilation
| Ventilation: Type of ventilation | 1-Balanced PH ventilation with HR
| Calculated supply air demand / Supply air per person | 68.8284 | m³/h | 30 | m³/(P*h)
| Calculated extract air demand / Amount extract air rooms | 100 | m³/h | 2 | rooms
| Design air flow rate (maximum) / Avg. value in relation to maximum | 101 | m³/h | 25.641 | %
| Average flow rate / Average air change rate | 25.8974 | m³/h | 0.12111 | 1/h
| Airtightness test pressure at n50 / Air permeability q50 | 2.5 | 1/h | 1.9407 | 1/h
| Net air flow for pressurization test / Infiltration flow nV,Rest | 235.2253 | m³ | 0.1925 | 1/h
Ventilation unit: Description / Certified?
| Ventilation system: Effective heat recovery efficiency / Electrical efficiency | 0.88 | % | 0.15 | Wh/m³
Ventilation system: Description (type of heat recovery, manufacturer, product name)
| Vent. system: Installation site / Temp. of mech. Serv. room | 1-Inside thermal envelope |  |  | °C
| Nominal width outdoor or supply air / Exhaust or extract air ducts | 150 | mm | 150 | mm
| Conductance outdoor or supply air ducts / Exhaust or extract air ducts | 0.33146 | W/(mK) | 0.33146 | W/(mK)
| Length outdoor or supply air ducts / Exhaust or extract air ducts | 0.6 | m | 0.6 | mm
| SHX: efficiency / Effective heat recovery efficiency |  | % | 0 | %
| HE defrosting / Defrosting at a minimum temperature of | Yes |  | 2 | °C
| Heat recovery efficiency vent. / Energy recovery | 84.0814 | % | N/A | %
Ventilation system: Short description (installation site, ducts, silencers, others)
Summer ventilation
Summer base ventilation: Ventilation type
| Air change rate via vent. system with supply air: | Bypass, controlled by temperature difference |  | 0.12111 | 1/h
1/h
| Window ventilation air change rate: |  |  | 2.2218 | 1/h
Night summer ventilation: Type of ventilation
| Night ventilation air change rate Window night ventilation, manual |  |  | 0 | 1/h
1/h
Summer ventilation: Short description (window opening profiles, night ventilation concepts, others)
Cooling
| Max. indoor absolute humidity / Internal humidity sources | 12 | g/kg | 2.4247 | g/(m²h)
| Frequency of overheating / Upper temperature limit: | 0 | ≤ | 25 | 0
Mechanical cooling: Applied cooling units
kW
kW
m³/h
0
|  |  | kWh/(m²a) |  | kWh/(m²a)
| Mechanical cooling: Avg. seasonal energy efficiency ratio / Electricity demand |  |  | 0 | kWh/(m²a)
Mechanical cooling: Short description (unit, manufacturer, product name, installation site, installation)
Heating and DHW
| DHW demand | 19.4618 | kWh/(m²a) | 1841.4715 | kWh/a
| Annual space heating demand | 26.8736 | kWh/(m²a) | 2542.7847 | kWh/a
| Direct electricity: Contribution to space heating / Domestic hot water |  | % |  | %
| PE value energy carrier / CO2-emission factor |  | kWh/kWh |  | g/kWh
Direct electric heating / Domestic hot water
| Final energy demand |  | kWh/(m²a)
Direct electricity: Short description (description, manufacturer, product name)
| Heat pump: Covered fraction of space heating / domestic hot water |  | % |  | %
| PE value energy carrier / CO2-emission factor |  | kWh/kWh |  | g/kWh
COP heat pump for heating / Heat pump for DHW
| Final energy demand |  | kWh/(m²a)
Compact unit: Short description (description, manufacturer, product name)
| Compact unit: Covered fraction of space heating / domestic hot water |  | % |  | %
| PE value energy carrier / CO2-emission factor |  | kWh/kWh |  | g/kWh
COP heat pump for heating / Heat pump for DHW
| Final energy demand |  | kWh/(m²a)
Compact unit: Short description (description, manufacturer, product name)
| Boiler: Covered fraction of space heating / domestic hot water |  | % | 20 | %
| PE value energy carrier / CO2-emission factor | 1.1 | kWh/kWh | 0.25 | g/kWh
| Heat generator: building type / Performance ratio | 12-Gas condensing boiler |  | 265.3119 | %
| Final energy demand | 4.7273 | kWh/(m²a)
Boiler: Short description (description, manufacturer, product name)
| District heating: Covered fraction of space heating / Domestic hot water |  | % |  | %
| PE value energy carrier / CO2-emission factor |  | kWh/kWh |  | g/kWh
| Heat source / Performance ratio of heat generator |  |  |  | %
| Final energy demand |  | kWh/(m²a)
Compact unit: Short description (description, manufacturer, product name)
Solar thermal
| Collector | 8-Evacuated tube collector
| Collector area / Specific collector area | 2.82 | m² | 1.2291 | m²/P
| Deviation from North / Angle of inclination from the horizontal | 157 | ° | 26 | °
Solar thermal system: Short description (description, manufacturer, product name, installation location)
| Solar contribution to DHW |  | kWh/(m²a) | 54.2234 | %
| Solar contribution to space heating |  | kWh/(m²a) | 0 | %
| Solar contribution total |  | kWh/(m²a) | 54.2234 | %
| Solar Storage | 114 litre, 1.4 W/K Heat loss rate
Photovoltaic
| Module technology | 5-Poly-Si
| Nominal current / Nominal voltage | 7.5 | A | 24 | V
| Nominal power / Number of modules | 180 | Wp | 16 | pcs
| Deviation from north / Angle of inclination from the horizontal | 157 | ° | 26 | °
Solar thermal system: Short description (description, manufacturer, product name, installation location)
| Annual yield of PV modules | 27.7859 | kWh/(m²a) | 2629.1051 | kWh
Aux. electricity / Household electricity
Aux electricity
| Ventilation units / Electricity demand |  |  | 48.6725 | kWh/a
| Heating system Devices / Electricity demand |  |  | 48.1116 | kWh/a
| DHW-system units / Electricity demand |  |  |  | kWh/a
| Aux. electricity solar devices / Electricity demand |  |  | 63.263 | kWh/a
| Total aux. Electricity | 1.6915 | kWh/(m²a) | 160.0472 | kWh/a
Household electricity
| Dishwasher / Useful energy demand |  |  | 164.0411 | kWh/a
| Washing machine units / Energy demand |  |  | 143.8514 | kWh/a
| Clothes dryer unit / Energy demand |  |  | 0 | kWh/a
| Refrigerator, Freezer or combination unit / Useful energy demand |  |  | 383.25 | kWh/a
| Cooking unit / Energy demand |  |  | 286.7851 | kWh/a
| Lighting |  |  | 68.4351 | kWh/a
| Consumer electronics |  |  | 100.9484 | kWh/a
| Small appliances, etc. |  |  | 114.714 | kWh/a
| Other |  |  |  | kWh/a
| Total household electricity | 13.3378 | kWh/(m²a) | 1262.0251 | kWh/a
Economic data
| Total gross construction costs / contained VAT |  | € |  | %
| Building costs (cost group 300+400) / (cost group 200-700) |  | € |  | €
| Total gross construction costs per m² GFA / per m³ GEV |  | €/m² |  | €/m³
Explanation building costs
Funds (Passive House, refurbishment, etc.)
Explanation funds
Other
Ecological aspects: rainwater utilisation, etc.
Material used: Regional products / Natural products
Special features: first project in the country / First project used as
Building awards
Research project / Funded project
Description of research / Funded project
Other
Note on C16: Please select from list
Note on C225: Standard window U-value
Note on C226: Window area with standard window type
Note on C233: U-value standard facade
Note on C234: Window area on standard facade
Note on C241: Standard glazing U-value
Note on C242: Window area with standard glazing type
Note on C248: Standard glazing U-value
Note on C249: Window area with standard glazing type
Note on C255: U-value roof window / sky light
Note on C256: Window area with roof lights / light domes
Note on C266: U-value of the standard door without installation psi value
Note on C268: Frames U-values of standard door
Note on C269: Thickness of the insulation layer of the standard door
Note on C276: Description of the temporary sun protection strategies.
Note on C277: Window area with temporary sun protection
Note on E21: If retrofit: please enter the original date of completion
Note on E225: Average frame width of the standard window
Note on E233: Average frame width of the standard facade
Note on E241: g-value standard glazing type
Note on E248: g-value standard glazing type
Note on E255: Average frame width of the roof lights / light domes
Note on E266: U-value of the standard door with installation psi value
Note on E268: U-value of the insulation layer of the standard door
Note on E269: Average frame width of the standard door

## Variants (hidden)
Varianten |  |  |  | 0 | 1 | 2 | 3 | 4 | 5 | 6 | 7 | 8 | 9 | 10 | 11 | 12 | 13 | 14 | 15 | 16 | 17 | 18 | 19 | 20 | 21 | 22 | 23 | 24 | 25 | 26 | 27 | 28 | 29 | 30 | 31 | 32 | 33 | 34 | 35 | 36 | 37 | 38 | 39 | 40 | 41 | 42 | 43 | 44 | 45 | 46 | 47 | 48 | 49 | 50 | 51 | 52 | 53 | 54 | 55 | 56 | 57 | 58 | 59 | 60 | 61 | 62 | 63 | 64 | 65 | 66 | 67 | 68 | 69 | 70 | 71 | 72 | 73 | 74 | 75 | 76 | 77 | 78 | 79 | 80 | 81 | 82 | 83 | 84 | 85 | 86 | 87 | 88 | 89 | 90 | 91 | 92 | 93 | 94 | 95 | 96 | 97 | 98 | 99
|  |  |  | 0-Comparison' worksheet: variant "Poorer energy efficiency" | 1- | 2- | 3- | 4- | 5- | 6- | 7- | 8- | 9- | 10- | 11- | 12- | 13- | 14- | 15- | 16- | 17- | 18- | 19- | 20- | 21- | 22- | 23- | 24- | 25- | 26- | 27- | 28- | 29- | 30- | 31- | 32- | 33- | 34- | 35- | 36- | 37- | 38- | 39- | 40- | 41- | 42- | 43- | 44- | 45- | 46- | 47- | 48- | 49- | 50- | 51- | 52- | 53- | 54- | 55- | 56- | 57- | 58- | 59- | 60- | 61- | 62- | 63- | 64- | 65- | 66- | 67- | 68- | 69- | 70- | 71- | 72- | 73- | 74- | 75- | 76- | 77- | 78- | 79- | 80- | 81- | 82- | 83- | 84- | 85- | 86- | 87- | 88- | 89- | 90- | 91- | 92- | 93- | 94- | 95- | 96- | 97- | 98- | 99- | 0-Comparison' worksheet: variant "Poorer energy efficiency"
Information: New feature for experienced PHPP users (feedback welcome)! |  |  | Column for 'Comparison' worksheet ► |  | 6 6-: Additional variants ►
Variant calculation |  |  |  |  | 6 6-: EnerPHit with PHPP Version 9.3 |  |  | Für Diagramm
23 / Climate: Hemsby / TFA: 95 m² / Heating: 26.6 kWh/(m²a) / Freq. overheating: 0 % / PER: 28.2 kWh/(m²a) | [105 empty] | Auswahl nicht funktionsfähig?
|  |  | Active | [102 empty] | TRUE | Please select data
|  | Select the active variant here >>>>>>> | 1- | Comparison' worksheet: variant "Poorer energy efficiency" | [104 empty] | Evaluation chart
Results |  | Units | 1 | 0 | 1 | 2 | 3 | 4 | 5 | 6 | 7 | 8 | 9 | 10 | 11 | 12 | 13 | 14 | 15 | 16 | 17 | 18 | 19 | 20 | 21 | 22 | 23 | 24 | 25 | 26 | 27 | 28 | 29 | 30 | 31 | 32 | 33 | 34 | 35 | 36 | 37 | 38 | 39 | 40 | 41 | 42 | 43 | 44 | 45 | 46 | 47 | 48 | 49 | 50 | 51 | 52 | 53 | 54 | 55 | 56 | 57 | 58 | 59 | 60 | 61 | 62 | 63 | 64 | 65 | 66 | 67 | 68 | 69 | 70 | 71 | 72 | 73 | 74 | 75 | 76 | 77 | 78 | 79 | 80 | 81 | 82 | 83 | 84 | 85 | 86 | 87 | 88 | 89 | 90 | 91 | 92 | 93 | 94 | 95 | 96 | 97 | 98 | 99 |  |  |  |  | Type of result
| Heating demand | kWh/(m²a) | 1- 1: 26.5569 |  |  | Heating demand [kWh/(m²a)] | Heating demand [kWh/(m²a)] | From variant | "1-"
| Heating load | W/m² | 1- 1: 17.5089; Comparison' worksheet: variant "Poorer energy efficiency" 3: To activate calculation of variants; Comparison' worksheet: variant "Poorer energy efficiency" 10: To activate calculation of variants; Comparison' worksheet: variant "Poorer energy efficiency" 20: To activate calculation of variants; Comparison' worksheet: variant "Poorer energy efficiency" 30: To activate calculation of variants; Comparison' worksheet: variant "Poorer energy efficiency" 40: To activate calculation of variants; Comparison' worksheet: variant "Poorer energy efficiency" 50: To activate calculation of variants; Comparison' worksheet: variant "Poorer energy efficiency" 60: To activate calculation of variants; Comparison' worksheet: variant "Poorer energy efficiency" 71: To activate calculation of variants; Comparison' worksheet: variant "Poorer energy efficiency" 80: To activate calculation of variants; Comparison' worksheet: variant "Poorer energy efficiency" 90: To activate calculation of variants |  |  | Heating load [W/m²] | Heating load [W/m²] | To variant | "2-"
| Cooling & dehum. demand | kWh/(m²a) | Comparison' worksheet: variant "Poorer energy efficiency" 3: insert data table here (see PHPP manual).; Comparison' worksheet: variant "Poorer energy efficiency" 10: insert data table here (see PHPP manual).; Comparison' worksheet: variant "Poorer energy efficiency" 20: insert data table here (see PHPP manual).; Comparison' worksheet: variant "Poorer energy efficiency" 30: insert data table here (see PHPP manual).; Comparison' worksheet: variant "Poorer energy efficiency" 40: insert data table here (see PHPP manual).; Comparison' worksheet: variant "Poorer energy efficiency" 50: insert data table here (see PHPP manual).; Comparison' worksheet: variant "Poorer energy efficiency" 60: insert data table here (see PHPP manual).; Comparison' worksheet: variant "Poorer energy efficiency" 71: insert data table here (see PHPP manual).; Comparison' worksheet: variant "Poorer energy efficiency" 80: insert data table here (see PHPP manual).; Comparison' worksheet: variant "Poorer energy efficiency" 90: insert data table here (see PHPP manual). |  |  | Cooling & dehum. demand [kWh/(m²a)] | Cooling & dehum. demand [kWh/(m²a)]
| Cooling load | W/m² | [103 empty] | Cooling load [W/m²] | Cooling load [W/m²] | bar: 1- 1
| Frequency of overheating (> 25 °C) | % | 1- 1: 0 |  |  | Frequency of overheating (> 25 °C) [%] | Frequency of overheating (> 25 °C) [%]
| PER demand | kWh/(m²a) | 1- 1: 28.2496 |  |  | PER demand [kWh/(m²a)] | PER demand [kWh/(m²a)]
| EnerPHit Plus? | yes / no | [103 empty] | EnerPHit Plus? [yes / no] | EnerPHit Plus? [yes / no] | bar: 1- 1
| Blatt Vergleich, Qualität gewähltes Bauteil | unterschiedlich | 1- 1: #VALUE! |  |  | Blatt Vergleich, Qualität gewähltes Bauteil [unterschiedlich] | User determined results []
| Auslegungstemperatur außen | °C | [103 empty] | Auslegungstemperatur außen [°C]
| Fläche Bauteilaufbauten ('U-Werte') | m² | 1- 1: 96.72 |  |  | Fläche Bauteilaufbauten ('U-Werte') [m²]
| Länge/Anzahl Wärmebrücken | m / Stück | 1- 1: #VALUE! |  |  | Länge/Anzahl Wärmebrücken [m / Stück]
| Fläche Fenster | m² | 1- 1: 20.0946 |  |  | Fläche Fenster [m²]
| Treated floor area | m² | 1- 1: 94.62 |  |  | Treated floor area [m²]
| Reduktionsfaktor Erdreich | - | 1- 1: 0.4731 |  |  | Reduktionsfaktor Erdreich [-]
| Prüfen ob Variantenberechnung aktiviert | Einheit | 1- 1: 260.1057 |  |  | Prüfen ob Variantenberechnung aktiviert [Einheit]
▼ | Final energy | [104 empty] | Final energy [] | bar: 1- 1
Space heating | Electricity (HP compact unit) | kWh/(m²a) | 1- 1: 0 |  |  | Electricity (HP compact unit) [kWh/(m²a)]
| Electricity (heat pump) | kWh/(m²a) | 1- 1: 0 |  |  | Electricity (heat pump) [kWh/(m²a)]
| District heating: 1-None | kWh/(m²a) | 1- 1: 0 |  |  | District heating: 1-None [kWh/(m²a)]
| Wood and other biomass | kWh/(m²a) | 1- 1: 0 |  |  | Wood and other biomass [kWh/(m²a)]
| Natural gas / RE gas | kWh/(m²a) | 1- 1: 0 |  |  | Natural gas / RE gas [kWh/(m²a)]
| Heating oil / RE methanol | kWh/(m²a) | 1- 1: 0 |  |  | Heating oil / RE methanol [kWh/(m²a)]
| Solar thermal system | kWh/(m²a) | 1- 1: 0 |  |  | Solar thermal system [kWh/(m²a)]
| Electricity (direct through DHW storage tank) | kWh/(m²a) | 1- 1: 0 |  |  | Electricity (direct through DHW storage tank) [kWh/(m²a)]
| Electricity (direct through heating resistance) | kWh/(m²a) | 1- 1: 0 |  |  | Electricity (direct through heating resistance) [kWh/(m²a)]
|  | kWh/(m²a) | 1- 1: 0
| Aux. electricity (vent.winter, frost protection, circ.pump, boiler, wood / pellets) | kWh/(m²a) | 1- 1: 0.86691 |  |  | Aux. electricity (vent.winter, frost protection, circ.pump, boiler, wood / pellets) [kWh/(m²a)]
Space cooling | Electricity cooling (heat pump) | kWh/(m²a) | 1- 1: 0 |  |  | Electricity cooling (heat pump) [kWh/(m²a)]
| Auxiliary electricity cooling, ventilation summer | kWh/(m²a) | 1- 1: 0.15596 |  |  | Auxiliary electricity cooling, ventilation summer [kWh/(m²a)]
| Electricity dehumidification (heat pump) | kWh/(m²a) | 1- 1: 0 |  |  | Electricity dehumidification (heat pump) [kWh/(m²a)]
| Auxiliary electricity (dehumidification) | kWh/(m²a) | 1- 1: 0 |  |  | Auxiliary electricity (dehumidification) [kWh/(m²a)]
Domestic hot water | Electricity (HP compact unit) | kWh/(m²a) | 1- 1: 0 |  |  | Electricity (HP compact unit) [kWh/(m²a)]
| Electricity (heat pump) | kWh/(m²a) | 1- 1: 0 |  |  | Electricity (heat pump) [kWh/(m²a)]
| District heating: 1-None | kWh/(m²a) | 1- 1: 0 |  |  | District heating: 1-None [kWh/(m²a)]
| Wood and other biomass | kWh/(m²a) | 1- 1: 0 |  |  | Wood and other biomass [kWh/(m²a)]
| Natural gas / RE gas | kWh/(m²a) | 1- 1: 4.7273 |  |  | Natural gas / RE gas [kWh/(m²a)]
| Heating oil / Methanol | kWh/(m²a) | 1- 1: 0 |  |  | Heating oil / Methanol [kWh/(m²a)]
| Solar thermal system | kWh/(m²a) | 1- 1: 10.5528 |  |  | Solar thermal system [kWh/(m²a)]
| Electricity (direct) | kWh/(m²a) | 1- 1: 0 |  |  | Electricity (direct) [kWh/(m²a)]
|  | kWh/(m²a) | 1- 1: 0
| Aux. electricity (circ.pump + storage charge, aux.energy DHW + solar DHW) | kWh/(m²a) | 1- 1: 0.68821 |  |  | Aux. electricity (circ.pump + storage charge, aux.energy DHW + solar DHW) [kWh/(m²a)]
Electricity | Electricity (household or non-residential lighting, etc.) | kWh/(m²a) | 1- 1: 8.7559 |  |  | Electricity (household or non-residential lighting, etc.) [kWh/(m²a)]
| Auxiliary electricity (other) | kWh/(m²a) | 1- 1: 0 |  |  | Auxiliary electricity (other) [kWh/(m²a)]
| Gas / RE gas dry/cook | kWh/(m²a) | 1- 1: 3.0309 |  |  | Gas / RE gas dry/cook [kWh/(m²a)]
| CO2: | [104 empty] | CO2: [] | bar: 1- 1; Comparison' worksheet: variant "Poorer energy efficiency" 1 to Comparison' worksheet: variant "Poorer energy efficiency" 99
Heiz 21 | Electricity (HP compact unit) | kWh/(m²a) | 1- 1: 0 |  |  | Electricity (HP compact unit) [kWh/(m²a)]
| Electricity (heat pump) | kWh/(m²a) | 1- 1: 0 |  |  | Electricity (heat pump) [kWh/(m²a)]
| District heating: 1-None | kWh/(m²a) | 1- 1: 0 |  |  | District heating: 1-None [kWh/(m²a)]
| Wood and other biomass | kWh/(m²a) | 1- 1: 0 |  |  | Wood and other biomass [kWh/(m²a)]
| Natural gas / RE gas | kWh/(m²a) | 1- 1: 0 |  |  | Natural gas / RE gas [kWh/(m²a)]
| Heating oil / RE methanol | kWh/(m²a) | 1- 1: 0 |  |  | Heating oil / RE methanol [kWh/(m²a)]
| Solar thermal system | kWh/(m²a) | 1- 1: 0 |  |  | Solar thermal system [kWh/(m²a)]
| Electricity (direct through DHW storage tank) | kWh/(m²a) | 1- 1: 0 |  |  | Electricity (direct through DHW storage tank) [kWh/(m²a)]
| Electricity (direct through heating resistance) | kWh/(m²a) | 1- 1: 0 |  |  | Electricity (direct through heating resistance) [kWh/(m²a)]
| 0 | kWh/(m²a) | 1- 1: 0 |  |  | 0 [kWh/(m²a)]
| Aux. electricity (vent.winter, frost protection, circ.pump, boiler, wood / pellets) | kWh/(m²a) | 1- 1: 0.4612 |  |  | Aux. electricity (vent.winter, frost protection, circ.pump, boiler, wood / pellets) [kWh/(m²a)]
Kühl 34 | Electricity cooling (heat pump) | kWh/(m²a) | 1- 1: 0 |  |  | Electricity cooling (heat pump) [kWh/(m²a)]
| Auxiliary electricity cooling, ventilation summer | kWh/(m²a) | 1- 1: 0.082972 |  |  | Auxiliary electricity cooling, ventilation summer [kWh/(m²a)]
| Electricity dehumidification (heat pump) | kWh/(m²a) | 1- 1: 0 |  |  | Electricity dehumidification (heat pump) [kWh/(m²a)]
| Auxiliary electricity (dehumidification) | kWh/(m²a) | 1- 1: 0 |  |  | Auxiliary electricity (dehumidification) [kWh/(m²a)]
WW 40 | Electricity (HP compact unit) | kWh/(m²a) | 1- 1: 0 |  |  | Electricity (HP compact unit) [kWh/(m²a)]
| Electricity (heat pump) | kWh/(m²a) | 1- 1: 0 |  |  | Electricity (heat pump) [kWh/(m²a)]
| District heating: 1-None | kWh/(m²a) | 1- 1: 0 |  |  | District heating: 1-None [kWh/(m²a)]
| Wood and other biomass | kWh/(m²a) | 1- 1: 0 |  |  | Wood and other biomass [kWh/(m²a)]
| Natural gas / RE gas | kWh/(m²a) | 1- 1: 1.1818 |  |  | Natural gas / RE gas [kWh/(m²a)]
| Heating oil / Methanol | kWh/(m²a) | 1- 1: 0 |  |  | Heating oil / Methanol [kWh/(m²a)]
| Solar thermal system | kWh/(m²a) | 1- 1: 0.26382 |  |  | Solar thermal system [kWh/(m²a)]
| Electricity (direct) | kWh/(m²a) | 1- 1: 0 |  |  | Electricity (direct) [kWh/(m²a)]
| 0 | kWh/(m²a) | 1- 1: 0 |  |  | 0 [kWh/(m²a)]
| Aux. electricity (circ.pump + storage charge, aux.energy DHW + solar DHW) | kWh/(m²a) | 1- 1: 0.36613 |  |  | Aux. electricity (circ.pump + storage charge, aux.energy DHW + solar DHW) [kWh/(m²a)]
elektro 52 | Electricity (household or non-residential lighting, etc.) | kWh/(m²a) | 1- 1: 4.6582 |  |  | Electricity (household or non-residential lighting, etc.) [kWh/(m²a)]
| Auxiliary electricity (other) | kWh/(m²a) | 1- 1: 0 |  |  | Auxiliary electricity (other) [kWh/(m²a)]
| Gas / RE gas dry/cook | kWh/(m²a) | 1- 1: 0.81835 |  |  | Gas / RE gas dry/cook [kWh/(m²a)]
| PER-BEDARF: | [104 empty] | PER-BEDARF: [] | bar: 1- 1; Comparison' worksheet: variant "Poorer energy efficiency" 1 to Comparison' worksheet: variant "Poorer energy efficiency" 99
Heiz 21 | Electricity (HP compact unit) | kWh/(m²a) | 1- 1: 0 |  |  | Electricity (HP compact unit) [kWh/(m²a)]
| Electricity (heat pump) | kWh/(m²a) | 1- 1: 0 |  |  | Electricity (heat pump) [kWh/(m²a)]
| District heating: 1-None | kWh/(m²a) | 1- 1: 0 |  |  | District heating: 1-None [kWh/(m²a)]
| Wood and other biomass | kWh/(m²a) | 1- 1: 0 |  |  | Wood and other biomass [kWh/(m²a)]
| Natural gas / RE gas | kWh/(m²a) | 1- 1: 0 |  |  | Natural gas / RE gas [kWh/(m²a)]
| Heating oil / RE methanol | kWh/(m²a) | 1- 1: 0 |  |  | Heating oil / RE methanol [kWh/(m²a)]
| Solar thermal system | kWh/(m²a) | 1- 1: 0 |  |  | Solar thermal system [kWh/(m²a)]
| Electricity (direct through DHW storage tank) | kWh/(m²a) | 1- 1: 0 |  |  | Electricity (direct through DHW storage tank) [kWh/(m²a)]
| Electricity (direct through heating resistance) | kWh/(m²a) | 1- 1: 0 |  |  | Electricity (direct through heating resistance) [kWh/(m²a)]
| 0 | kWh/(m²a) | 1- 1: 0 |  |  | 0 [kWh/(m²a)]
| Aux. electricity (vent.winter, frost protection, circ.pump, boiler, wood / pellets) | kWh/(m²a) | 1- 1: 0.9536 |  |  | Aux. electricity (vent.winter, frost protection, circ.pump, boiler, wood / pellets) [kWh/(m²a)]
Kühl 34 | Electricity cooling (heat pump) | kWh/(m²a) | 1- 1: 0 |  |  | Electricity cooling (heat pump) [kWh/(m²a)]
| Auxiliary electricity cooling, ventilation summer | kWh/(m²a) | 1- 1: 0.15596 |  |  | Auxiliary electricity cooling, ventilation summer [kWh/(m²a)]
| Electricity dehumidification (heat pump) | kWh/(m²a) | 1- 1: 0 |  |  | Electricity dehumidification (heat pump) [kWh/(m²a)]
| Auxiliary electricity (dehumidification) | kWh/(m²a) | 1- 1: 0 |  |  | Auxiliary electricity (dehumidification) [kWh/(m²a)]
WW 40 | Electricity (HP compact unit) | kWh/(m²a) | 1- 1: 0 |  |  | Electricity (HP compact unit) [kWh/(m²a)]
| Electricity (heat pump) | kWh/(m²a) | 1- 1: 0 |  |  | Electricity (heat pump) [kWh/(m²a)]
| District heating: 1-None | kWh/(m²a) | 1- 1: 0 |  |  | District heating: 1-None [kWh/(m²a)]
| Wood and other biomass | kWh/(m²a) | 1- 1: 0 |  |  | Wood and other biomass [kWh/(m²a)]
| Natural gas / RE gas | kWh/(m²a) | 1- 1: 7.2872 |  |  | Natural gas / RE gas [kWh/(m²a)]
| Heating oil / Methanol | kWh/(m²a) | 1- 1: 0 |  |  | Heating oil / Methanol [kWh/(m²a)]
| Solar thermal system | kWh/(m²a) | 1- 1: 2.8772 |  |  | Solar thermal system [kWh/(m²a)]
| Electricity (direct) | kWh/(m²a) | 1- 1: 0 |  |  | Electricity (direct) [kWh/(m²a)]
| 0 | kWh/(m²a) | 1- 1: 0 |  |  | 0 [kWh/(m²a)]
| Aux. electricity (circ.pump + storage charge, aux.energy DHW + solar DHW) | kWh/(m²a) | 1- 1: 0.85053 |  |  | Aux. electricity (circ.pump + storage charge, aux.energy DHW + solar DHW) [kWh/(m²a)]
elektro 52 | Electricity (household or non-residential lighting, etc.) | kWh/(m²a) | 1- 1: 10.821 |  |  | Electricity (household or non-residential lighting, etc.) [kWh/(m²a)]
| Auxiliary electricity (other) | kWh/(m²a) | 1- 1: 0 |  |  | Auxiliary electricity (other) [kWh/(m²a)]
| Gas / RE gas dry/cook | kWh/(m²a) | 1- 1: 5.3041 |  |  | Gas / RE gas dry/cook [kWh/(m²a)]
▼ | User determined results | [104 empty] | User determined results [] | bar: 1- 1
Input variables |  | Units | Value | 0 | 1 | 2 | 3 | 4 | 5 | 6 | 7 | 8 | 9 | 10 | 11 | 12 | 13 | 14 | 15 | 16 | 17 | 18 | 19 | 20 | 21 | 22 | 23 | 24 | 25 | 26 | 27 | 28 | 29 | 30 | 31 | 32 | 33 | 34 | 35 | 36 | 37 | 38 | 39 | 40 | 41 | 42 | 43 | 44 | 45 | 46 | 47 | 48 | 49 | 50 | 51 | 52 | 53 | 54 | 55 | 56 | 57 | 58 | 59 | 60 | 61 | 62 | 63 | 64 | 65 | 66 | 67 | 68 | 69 | 70 | 71 | 72 | 73 | 74 | 75 | 76 | 77 | 78 | 79 | 80 | 81 | 82 | 83 | 84 | 85 | 86 | 87 | 88 | 89 | 90 | 91 | 92 | 93 | 94 | 95 | 96 | 97 | 98 | 99 |  | Für Blatt 'U-Werte'
▼ | Building assembly layers | U-Value | [102 empty] | schlechterer | besserer Wärmeschutz
a |  | W/(mK) | 0 | [101 empty] | #VALUE! | #VALUE!
|  | mm | 0 | [101 empty] | #VALUE! | #VALUE!
b |  | W/(mK) | 0 | [101 empty] | #VALUE! | #VALUE!
|  | mm | 0 | [101 empty] | #VALUE! | #VALUE!
c |  | W/(mK) | 0 | [101 empty] | #VALUE! | #VALUE!
|  | mm | 0 | [101 empty] | #VALUE! | #VALUE!
d |  | W/(mK) | 0 | [101 empty] | #VALUE! | #VALUE!
|  | mm | 0 | [101 empty] | #VALUE! | #VALUE!
e |  | W/(mK) | 0 | [101 empty] | #VALUE! | #VALUE!
|  | mm | 0 | [101 empty] | #VALUE! | #VALUE!
f |  | W/(mK) | 0 | [101 empty] | #VALUE! | #VALUE!
|  | mm | 0 | [101 empty] | #VALUE! | #VALUE!
g |  | W/(mK) | 0 | [101 empty] | #VALUE! | #VALUE!
|  | mm | 0 | [101 empty] | #VALUE! | #VALUE!
h |  | W/(mK) | 0 | [101 empty] | #VALUE! | #VALUE!
|  | mm | 0 | [101 empty] | #VALUE! | #VALUE!
i |  | W/(mK) | 0 | [101 empty] | #VALUE! | #VALUE!
|  | mm | 0 | [101 empty] | #VALUE! | #VALUE!
j |  | W/(mK) | 0 | [101 empty] | #VALUE! | #VALUE!
|  | mm | 0 | [101 empty] | #VALUE! | #VALUE!
k |  | W/(mK) | 0 | [101 empty] | #VALUE! | #VALUE!
|  | mm | 0 | [101 empty] | #VALUE! | #VALUE!
l |  | W/(mK) | 0 | [101 empty] | #VALUE! | #VALUE!
|  | mm | 0 | [101 empty] | #VALUE! | #VALUE!
m |  | W/(mK) | 0 | [101 empty] | #VALUE! | #VALUE!
|  | mm | 0 | [101 empty] | #VALUE! | #VALUE!
n |  | W/(mK) | 0 | [101 empty] | #VALUE! | #VALUE!
|  | mm | 0 | [101 empty] | #VALUE! | #VALUE!
o |  | W/(mK) | 0 | [101 empty] | #VALUE! | #VALUE!
|  | mm | 0 | [101 empty] | #VALUE! | #VALUE!
p |  | W/(mK) | 0 | [101 empty] | #VALUE! | #VALUE!
|  | mm | 0 | [101 empty] | #VALUE! | #VALUE!
q |  | W/(mK) | 0 | [101 empty] | #VALUE! | #VALUE!
|  | mm | 0 | [101 empty] | #VALUE! | #VALUE!
r |  | W/(mK) | 0 | [101 empty] | #VALUE! | #VALUE!
|  | mm | 0 | [101 empty] | #VALUE! | #VALUE!
s |  | W/(mK) | 0 | [101 empty] | #VALUE! | #VALUE!
|  | mm | 0 | [101 empty] | #VALUE! | #VALUE!
t |  | W/(mK) | 0 | [101 empty] | #VALUE! | #VALUE!
|  | mm | 0 | [101 empty] | #VALUE! | #VALUE!
u |  | W/(mK) | 0 | [101 empty] | #VALUE! | #VALUE!
|  | mm | 0 | [101 empty] | #VALUE! | #VALUE!
v |  | W/(mK) | 0 | [101 empty] | #VALUE! | #VALUE!
|  | mm | 0 | [101 empty] | #VALUE! | #VALUE!
w |  | W/(mK) | 0 | [101 empty] | #VALUE! | #VALUE!
|  | mm | 0 | [101 empty] | #VALUE! | #VALUE!
x |  | W/(mK) | 0 | [101 empty] | #VALUE! | #VALUE!
|  | mm | 0 | [101 empty] | #VALUE! | #VALUE!
y |  | W/(mK) | 0 | [101 empty] | #VALUE! | #VALUE!
|  | mm | 0 | [101 empty] | #VALUE! | #VALUE!
z |  | W/(mK) | 0 | [101 empty] | #VALUE! | #VALUE!
|  | mm | 0 | [101 empty] | #VALUE! | #VALUE!
▼ | Radiation balance | Areas
a | [104 empty] | Für Auswahl in Blatt 'Flächen'
| Coefficient of absorption exterior | - | 0 | 0: #VALUE! |  | 1 | a- | a
| Coefficient of emission exterior | - | 0 | 0: #VALUE! |  | 4 | b- | b
b | [104 empty] | 7 | c- | c
| Coefficient of absorption exterior | - | 0 | 0: #VALUE! |  | 10 | d- | d
| Coefficient of emission exterior | - | 0 | 0: #VALUE! |  | 13 | e- | e
c | [104 empty] | 16 | f- | f
| Coefficient of absorption exterior | - | 0 | 0: #VALUE! |  | 19 | g- | g
| Coefficient of emission exterior | - | 0 | 0: #VALUE! |  | 22 | h- | h
d | [104 empty] | 25 | i- | i
| Coefficient of absorption exterior | - | 0 | 0: #VALUE! |  | 28 | j- | j
| Coefficient of emission exterior | - | 0 | 0: #VALUE! |  | 31 | k- | k
e | [104 empty] | 34 | l- | l
| Coefficient of absorption exterior | - | 0 | 0: #VALUE! |  | 37 | m- | m
| Coefficient of emission exterior | - | 0 | 0: #VALUE! |  | 40 | n- | n
f | [104 empty] | 43 | o- | o
| Coefficient of absorption exterior | - | 0 | 0: #VALUE! |  | 46 | p- | p
| Coefficient of emission exterior | - | 0 | 0: #VALUE! |  | 49 | q- | q
g | [104 empty] | 52 | r- | r
| Coefficient of absorption exterior | - | 0 | 0: #VALUE! |  | 55 | s- | s
| Coefficient of emission exterior | - | 0 | 0: #VALUE! |  | 58 | t- | t
h | [104 empty] | 61 | u- | u
| Coefficient of absorption exterior | - | 0 | 0: #VALUE! |  | 64 | v- | v
| Coefficient of emission exterior | - | 0 | 0: #VALUE! |  | 67 | w- | w
i | [104 empty] | 70 | x- | x
| Coefficient of absorption exterior | - | 0 | 0: #VALUE! |  | 73 | y- | y
| Coefficient of emission exterior | - | 0 | 0: #VALUE! |  | 76 | z- | z
j
| Coefficient of absorption exterior | - | 0 | 0: #VALUE!
| Coefficient of emission exterior | - | 0 | 0: #VALUE!
k
| Coefficient of absorption exterior | - | 0 | 0: #VALUE!
| Coefficient of emission exterior | - | 0 | 0: #VALUE!
l
| Coefficient of absorption exterior | - | 0 | 0: #VALUE!
| Coefficient of emission exterior | - | 0 | 0: #VALUE!
m
| Coefficient of absorption exterior | - | 0 | 0: #VALUE!
| Coefficient of emission exterior | - | 0 | 0: #VALUE!
n
| Coefficient of absorption exterior | - | 0 | 0: #VALUE!
| Coefficient of emission exterior | - | 0 | 0: #VALUE!
o
| Coefficient of absorption exterior | - | 0 | 0: #VALUE!
| Coefficient of emission exterior | - | 0 | 0: #VALUE!
p
| Coefficient of absorption exterior | - | 0 | 0: #VALUE!
| Coefficient of emission exterior | - | 0 | 0: #VALUE!
q
| Coefficient of absorption exterior | - | 0 | 0: #VALUE!
| Coefficient of emission exterior | - | 0 | 0: #VALUE!
r
| Coefficient of absorption exterior | - | 0 | 0: #VALUE!
| Coefficient of emission exterior | - | 0 | 0: #VALUE!
s
| Coefficient of absorption exterior | - | 0 | 0: #VALUE!
| Coefficient of emission exterior | - | 0 | 0: #VALUE!
t
| Coefficient of absorption exterior | - | 0 | 0: #VALUE!
| Coefficient of emission exterior | - | 0 | 0: #VALUE!
u
| Coefficient of absorption exterior | - | 0 | 0: #VALUE!
| Coefficient of emission exterior | - | 0 | 0: #VALUE!
v
| Coefficient of absorption exterior | - | 0 | 0: #VALUE!
| Coefficient of emission exterior | - | 0 | 0: #VALUE!
w
| Coefficient of absorption exterior | - | 0 | 0: #VALUE!
| Coefficient of emission exterior | - | 0 | 0: #VALUE!
x
| Coefficient of absorption exterior | - | 0 | 0: #VALUE!
| Coefficient of emission exterior | - | 0 | 0: #VALUE!
y
| Coefficient of absorption exterior | - | 0 | 0: #VALUE!
| Coefficient of emission exterior | - | 0 | 0: #VALUE!
z
| Coefficient of absorption exterior | - | 0 | 0: #VALUE!
| Coefficient of emission exterior | - | 0 | 0: #VALUE!
▼ | Thermal bridges | Areas
1 | Floor to Walls - Existing | W/(mK) or W/K | 0 | 0: #VALUE!
2 | Floor to Walls - Extension | W/(mK) or W/K | 0 | 0: #VALUE!
3 | Walls to Roof - Existing | W/(mK) or W/K | 0 | 0: #VALUE!
4 | Walls to Roof - Extension | W/(mK) or W/K | 0 | 0: #VALUE!
5 | Wall to Garage Roof | W/(mK) or W/K | 0 | 0: #VALUE!
6 | Others | W/(mK) or W/K | 0 | 0: #VALUE!
7 | Wall corner NW (XPS) | W/(mK) or W/K | 0 | 0: #VALUE!
8 | Wall corner NW (XPS above ground) | W/(mK) or W/K | 0 | 0: #VALUE!
9 | Wall corner NW (WF) | W/(mK) or W/K | 0 | 0: #VALUE!
10 | Wall corner NE (XPS perim) | W/(mK) or W/K | 0 | 0: #VALUE!
11 | Wall corner NE (XPS above ground) | W/(mK) or W/K | 0 | 0: #VALUE!
12 | Wall corner NE (WF) | W/(mK) or W/K | 0 | 0: #VALUE!
13 | Eaves South office | W/(mK) or W/K | 0 | 0: #VALUE!
14 | Eaves South bedroom | W/(mK) or W/K | 0 | 0: #VALUE!
15 | Eaves North Bathroom | W/(mK) or W/K | 0 | 0: #VALUE!
16 | Eaves North Landing+office | W/(mK) or W/K | 0 | 0: #VALUE!
17 | Gable W to loft | W/(mK) or W/K | 0 | 0: #VALUE!
18 | Gable E to loft | W/(mK) or W/K | 0 | 0: #VALUE!
19 | Chimney | W/(mK) or W/K | 0 | 0: #VALUE!
20 | Gable wall EWI/IWI overlap | W/(mK) or W/K | 0 | 0: #VALUE!
21 |  | W/(mK) or W/K | 0 | 0: #VALUE!
22 |  | W/(mK) or W/K | 0 | 0: #VALUE!
23 |  | W/(mK) or W/K | 0 | 0: #VALUE!
24 |  | W/(mK) or W/K | 0 | 0: #VALUE!
25 |  | W/(mK) or W/K | 0 | 0: #VALUE!
26 |  | W/(mK) or W/K | 0 | 0: #VALUE!
27 |  | W/(mK) or W/K | 0 | 0: #VALUE!
28 |  | W/(mK) or W/K | 0 | 0: #VALUE!
29 |  | W/(mK) or W/K | 0 | 0: #VALUE!
30 |  | W/(mK) or W/K | 0 | 0: #VALUE!
31 |  | W/(mK) or W/K | 0 | 0: #VALUE!
32 |  | W/(mK) or W/K | 0 | 0: #VALUE!
33 |  | W/(mK) or W/K | 0 | 0: #VALUE!
34 |  | W/(mK) or W/K | 0 | 0: #VALUE!
35 |  | W/(mK) or W/K | 0 | 0: #VALUE!
36 |  | W/(mK) or W/K | 0 | 0: #VALUE!
37 |  | W/(mK) or W/K | 0 | 0: #VALUE!
38 |  | W/(mK) or W/K | 0 | 0: #VALUE!
39 |  | W/(mK) or W/K | 0 | 0: #VALUE!
40 |  | W/(mK) or W/K | 0 | 0: #VALUE!
41 |  | W/(mK) or W/K | 0 | 0: #VALUE!
42 |  | W/(mK) or W/K | 0 | 0: #VALUE!
43 |  | W/(mK) or W/K | 0 | 0: #VALUE!
44 |  | W/(mK) or W/K | 0 | 0: #VALUE!
45 |  | W/(mK) or W/K | 0 | 0: #VALUE!
46 |  | W/(mK) or W/K | 0 | 0: #VALUE!
47 |  | W/(mK) or W/K | 0 | 0: #VALUE!
48 |  | W/(mK) or W/K | 0 | 0: #VALUE!
49 |  | W/(mK) or W/K | 0 | 0: #VALUE!
50 |  | W/(mK) or W/K | 0 | 0: #VALUE!
51 |  | W/(mK) or W/K | 0 | 0: #VALUE!
52 |  | W/(mK) or W/K | 0 | 0: #VALUE!
53 |  | W/(mK) or W/K | 0 | 0: #VALUE!
54 |  | W/(mK) or W/K | 0 | 0: #VALUE!
55 |  | W/(mK) or W/K | 0 | 0: #VALUE!
56 |  | W/(mK) or W/K | 0 | 0: #VALUE!
57 |  | W/(mK) or W/K | 0 | 0: #VALUE!
58 |  | W/(mK) or W/K | 0 | 0: #VALUE!
59 |  | W/(mK) or W/K | 0 | 0: #VALUE!
60 |  | W/(mK) or W/K | 0 | 0: #VALUE!
61 |  | W/(mK) or W/K | 0 | 0: #VALUE!
62 |  | W/(mK) or W/K | 0 | 0: #VALUE!
63 |  | W/(mK) or W/K | 0 | 0: #VALUE!
64 |  | W/(mK) or W/K | 0 | 0: #VALUE!
65 |  | W/(mK) or W/K | 0 | 0: #VALUE!
66 |  | W/(mK) or W/K | 0 | 0: #VALUE!
67 |  | W/(mK) or W/K | 0 | 0: #VALUE!
68 |  | W/(mK) or W/K | 0 | 0: #VALUE!
69 |  | W/(mK) or W/K | 0 | 0: #VALUE!
70 |  | W/(mK) or W/K | 0 | 0: #VALUE!
71 |  | W/(mK) or W/K | 0 | 0: #VALUE!
72 |  | W/(mK) or W/K | 0 | 0: #VALUE!
73 |  | W/(mK) or W/K | 0 | 0: #VALUE!
74 |  | W/(mK) or W/K | 0 | 0: #VALUE!
75 |  | W/(mK) or W/K | 0 | 0: #VALUE!
76 |  | W/(mK) or W/K | 0 | 0: #VALUE!
77 |  | W/(mK) or W/K | 0 | 0: #VALUE!
78 |  | W/(mK) or W/K | 0 | 0: #VALUE!
79 |  | W/(mK) or W/K | 0 | 0: #VALUE!
80 |  | W/(mK) or W/K | 0 | 0: #VALUE!
81 |  | W/(mK) or W/K | 0 | 0: #VALUE!
82 |  | W/(mK) or W/K | 0 | 0: #VALUE!
83 |  | W/(mK) or W/K | 0 | 0: #VALUE!
84 |  | W/(mK) or W/K | 0 | 0: #VALUE!
85 |  | W/(mK) or W/K | 0 | 0: #VALUE!
86 |  | W/(mK) or W/K | 0 | 0: #VALUE!
87 |  | W/(mK) or W/K | 0 | 0: #VALUE!
88 |  | W/(mK) or W/K | 0 | 0: #VALUE!
89 |  | W/(mK) or W/K | 0 | 0: #VALUE!
90 |  | W/(mK) or W/K | 0 | 0: #VALUE!
91 |  | W/(mK) or W/K | 0 | 0: #VALUE!
92 |  | W/(mK) or W/K | 0 | 0: #VALUE!
93 |  | W/(mK) or W/K | 0 | 0: #VALUE!
94 |  | W/(mK) or W/K | 0 | 0: #VALUE!
95 |  | W/(mK) or W/K | 0 | 0: #VALUE!
96 |  | W/(mK) or W/K | 0 | 0: #VALUE!
97 |  | W/(mK) or W/K | 0 | 0: #VALUE!
98 |  | W/(mK) or W/K | 0 | 0: #VALUE!
99 |  | W/(mK) or W/K | 0 | 0: #VALUE!
100 |  | W/(mK) or W/K | 0 | 0: #VALUE!
▼ | Windows and shading | Windows | Shading
a |  | Glazing list | Frame list
|  | Glazing |  | 0: #VALUE!
|  | Frame |  | 0: #VALUE!
| Reveal depth (oReveal) | m |  | 0: #VALUE!
| Distance from glazing edge to reveal (dReveal) | m |  | 0: #VALUE!
| Overhang depth (oover) | m |  | 0: #VALUE!
| Distance from upper glazing edge to overhang (dover) | m |  | 0: #VALUE!
| Reduction factor for temporary sun protection (z) | % |  | 0: #VALUE!
b |  | Glazing list | Frame list
|  | Glazing |  | 0: #VALUE!
|  | Frame |  | 0: #VALUE!
| Window reveal depth | m |  | 0: #VALUE!
| Distance from glazing edge to reveal | m |  | 0: #VALUE!
| Overhang depth | m |  | 0: #VALUE!
| Distance from upper glazing edge to overhang | m |  | 0: #VALUE!
| Reduction factor for temporary sun protection | % |  | 0: #VALUE!
c |  | Glazing list | Frame list
|  | Glazing |  | 0: #VALUE!
|  | Frame |  | 0: #VALUE!
| Window reveal depth | m |  | 0: #VALUE!
| Distance from glazing edge to reveal | m |  | 0: #VALUE!
| Overhang depth | m |  | 0: #VALUE!
| Distance from upper glazing edge to overhang | m |  | 0: #VALUE!
| Reduction factor for temporary sun protection | % |  | 0: #VALUE!
d |  | Glazing list | Frame list
|  | Glazing |  | 0: #VALUE!
|  | Frame |  | 0: #VALUE!
| Window reveal depth | m |  | 0: #VALUE!
| Distance from glazing edge to reveal | m |  | 0: #VALUE!
| Overhang depth | m |  | 0: #VALUE!
| Distance from upper glazing edge to overhang | m |  | 0: #VALUE!
| Reduction factor for temporary sun protection | % |  | 0: #VALUE!
e |  | Glazing list | Frame list
|  | Glazing |  | 0: #VALUE!
|  | Frame |  | 0: #VALUE!
| Window reveal depth | m |  | 0: #VALUE!
| Distance from glazing edge to reveal | m |  | 0: #VALUE!
| Overhang depth | m |  | 0: #VALUE!
| Distance from upper glazing edge to overhang | m |  | 0: #VALUE!
| Reduction factor for temporary sun protection | % |  | 0: #VALUE!
f |  | Glazing list | Frame list
|  | Glazing |  | 0: #VALUE!
|  | Frame |  | 0: #VALUE!
| Window reveal depth | m |  | 0: #VALUE!
| Distance from glazing edge to reveal | m |  | 0: #VALUE!
| Overhang depth | m |  | 0: #VALUE!
| Distance from upper glazing edge to overhang | m |  | 0: #VALUE!
| Reduction factor for temporary sun protection | % |  | 0: #VALUE!
g |  | Glazing list | Frame list
|  | Glazing |  | 0: #VALUE!
|  | Frame |  | 0: #VALUE!
| Window reveal depth | m |  | 0: #VALUE!
| Distance from glazing edge to reveal | m |  | 0: #VALUE!
| Overhang depth | m |  | 0: #VALUE!
| Distance from upper glazing edge to overhang | m |  | 0: #VALUE!
| Reduction factor for temporary sun protection | % |  | 0: #VALUE!
h |  | Glazing list | Frame list
|  | Glazing |  | 0: #VALUE!
|  | Frame |  | 0: #VALUE!
| Window reveal depth | m |  | 0: #VALUE!
| Distance from glazing edge to reveal | m |  | 0: #VALUE!
| Overhang depth | m |  | 0: #VALUE!
| Distance from upper glazing edge to overhang | m |  | 0: #VALUE!
| Reduction factor for temporary sun protection | % |  | 0: #VALUE!
i |  | Glazing list | Frame list
|  | Glazing |  | 0: #VALUE!
|  | Frame |  | 0: #VALUE!
| Window reveal depth | m |  | 0: #VALUE!
| Distance from glazing edge to reveal | m |  | 0: #VALUE!
| Overhang depth | m |  | 0: #VALUE!
| Distance from upper glazing edge to overhang | m |  | 0: #VALUE!
| Reduction factor for temporary sun protection | % |  | 0: #VALUE!
j |  | Glazing list | Frame list
|  | Glazing |  | 0: #VALUE!
|  | Frame |  | 0: #VALUE!
| Window reveal depth | m |  | 0: #VALUE!
| Distance from glazing edge to reveal | m |  | 0: #VALUE!
| Overhang depth | m |  | 0: #VALUE!
| Distance from upper glazing edge to overhang | m |  | 0: #VALUE!
| Reduction factor for temporary sun protection | % |  | 0: #VALUE!
k |  | Glazing list | Frame list
|  | Glazing |  | 0: #VALUE!
|  | Frame |  | 0: #VALUE!
| Window reveal depth | m |  | 0: #VALUE!
| Distance from glazing edge to reveal | m |  | 0: #VALUE!
| Overhang depth | m |  | 0: #VALUE!
| Distance from upper glazing edge to overhang | m |  | 0: #VALUE!
| Reduction factor for temporary sun protection | % |  | 0: #VALUE!
l |  | Glazing list | Frame list
|  | Glazing |  | 0: #VALUE!
|  | Frame |  | 0: #VALUE!
| Window reveal depth | m |  | 0: #VALUE!
| Distance from glazing edge to reveal | m |  | 0: #VALUE!
| Overhang depth | m |  | 0: #VALUE!
| Distance from upper glazing edge to overhang | m |  | 0: #VALUE!
| Reduction factor for temporary sun protection | % |  | 0: #VALUE!
m |  | Glazing list | Frame list
|  | Glazing |  | 0: #VALUE!
|  | Frame |  | 0: #VALUE!
| Window reveal depth | m |  | 0: #VALUE!
| Distance from glazing edge to reveal | m |  | 0: #VALUE!
| Overhang depth | m |  | 0: #VALUE!
| Distance from upper glazing edge to overhang | m |  | 0: #VALUE!
| Reduction factor for temporary sun protection | % |  | 0: #VALUE!
n |  | Glazing list | Frame list
|  | Glazing |  | 0: #VALUE!
|  | Frame |  | 0: #VALUE!
| Window reveal depth | m |  | 0: #VALUE!
| Distance from glazing edge to reveal | m |  | 0: #VALUE!
| Overhang depth | m |  | 0: #VALUE!
| Distance from upper glazing edge to overhang | m |  | 0: #VALUE!
| Reduction factor for temporary sun protection | % |  | 0: #VALUE!
o |  | Glazing list | Frame list
|  | Glazing |  | 0: #VALUE!
|  | Frame |  | 0: #VALUE!
| Window reveal depth | m |  | 0: #VALUE!
| Distance from glazing edge to reveal | m |  | 0: #VALUE!
| Overhang depth | m |  | 0: #VALUE!
| Distance from upper glazing edge to overhang | m |  | 0: #VALUE!
| Reduction factor for temporary sun protection | % |  | 0: #VALUE!
p |  | Glazing list | Frame list
|  | Glazing |  | 0: #VALUE!
|  | Frame |  | 0: #VALUE!
| Window reveal depth | m |  | 0: #VALUE!
| Distance from glazing edge to reveal | m |  | 0: #VALUE!
| Overhang depth | m |  | 0: #VALUE!
| Distance from upper glazing edge to overhang | m |  | 0: #VALUE!
| Reduction factor for temporary sun protection | % |  | 0: #VALUE!
q |  | Glazing list | Frame list
|  | Glazing |  | 0: #VALUE!
|  | Frame |  | 0: #VALUE!
| Window reveal depth | m |  | 0: #VALUE!
| Distance from glazing edge to reveal | m |  | 0: #VALUE!
| Overhang depth | m |  | 0: #VALUE!
| Distance from upper glazing edge to overhang | m |  | 0: #VALUE!
| Reduction factor for temporary sun protection | % |  | 0: #VALUE!
r |  | Glazing list | Frame list
|  | Glazing |  | 0: #VALUE!
|  | Frame |  | 0: #VALUE!
| Window reveal depth | m |  | 0: #VALUE!
| Distance from glazing edge to reveal | m |  | 0: #VALUE!
| Overhang depth | m |  | 0: #VALUE!
| Distance from upper glazing edge to overhang | m |  | 0: #VALUE!
| Reduction factor for temporary sun protection | % |  | 0: #VALUE!
s |  | Glazing list | Frame list
|  | Glazing |  | 0: #VALUE!
|  | Frame |  | 0: #VALUE!
| Window reveal depth | m |  | 0: #VALUE!
| Distance from glazing edge to reveal | m |  | 0: #VALUE!
| Overhang depth | m |  | 0: #VALUE!
| Distance from upper glazing edge to overhang | m |  | 0: #VALUE!
| Reduction factor for temporary sun protection | % |  | 0: #VALUE!
t |  | Glazing list | Frame list
|  | Glazing |  | 0: #VALUE!
|  | Frame |  | 0: #VALUE!
| Window reveal depth | m |  | 0: #VALUE!
| Distance from glazing edge to reveal | m |  | 0: #VALUE!
| Overhang depth | m |  | 0: #VALUE!
| Distance from upper glazing edge to overhang | m |  | 0: #VALUE!
| Reduction factor for temporary sun protection | % |  | 0: #VALUE!
u |  | Glazing list | Frame list
|  | Glazing |  | 0: #VALUE!
|  | Frame |  | 0: #VALUE!
| Window reveal depth | m |  | 0: #VALUE!
| Distance from glazing edge to reveal | m |  | 0: #VALUE!
| Overhang depth | m |  | 0: #VALUE!
| Distance from upper glazing edge to overhang | m |  | 0: #VALUE!
| Reduction factor for temporary sun protection | % |  | 0: #VALUE!
v |  | Glazing list | Frame list
|  | Glazing |  | 0: #VALUE!
|  | Frame |  | 0: #VALUE!
| Window reveal depth | m |  | 0: #VALUE!
| Distance from glazing edge to reveal | m |  | 0: #VALUE!
| Overhang depth | m |  | 0: #VALUE!
| Distance from upper glazing edge to overhang | m |  | 0: #VALUE!
| Reduction factor for temporary sun protection | % |  | 0: #VALUE!
w |  | Glazing list | Frame list
|  | Glazing |  | 0: #VALUE!
|  | Frame |  | 0: #VALUE!
| Window reveal depth | m |  | 0: #VALUE!
| Distance from glazing edge to reveal | m |  | 0: #VALUE!
| Overhang depth | m |  | 0: #VALUE!
| Distance from upper glazing edge to overhang | m |  | 0: #VALUE!
| Reduction factor for temporary sun protection | % |  | 0: #VALUE!
x |  | Glazing list | Frame list
|  | Glazing |  | 0: #VALUE!
|  | Frame |  | 0: #VALUE!
| Window reveal depth | m |  | 0: #VALUE!
| Distance from glazing edge to reveal | m |  | 0: #VALUE!
| Overhang depth | m |  | 0: #VALUE!
| Distance from upper glazing edge to overhang | m |  | 0: #VALUE!
| Reduction factor for temporary sun protection | % |  | 0: #VALUE!
y |  | Glazing list | Frame list
|  | Glazing |  | 0: #VALUE!
|  | Frame |  | 0: #VALUE!
| Window reveal depth | m |  | 0: #VALUE!
| Distance from glazing edge to reveal | m |  | 0: #VALUE!
| Overhang depth | m |  | 0: #VALUE!
| Distance from upper glazing edge to overhang | m |  | 0: #VALUE!
| Reduction factor for temporary sun protection | % |  | 0: #VALUE!
z |  | Glazing list | Frame list
|  | Glazing |  | 0: #VALUE!
|  | Frame |  | 0: #VALUE!
| Window reveal depth | m |  | 0: #VALUE!
| Distance from glazing edge to reveal | m |  | 0: #VALUE!
| Overhang depth | m |  | 0: #VALUE!
| Distance from upper glazing edge to overhang | m |  | 0: #VALUE!
| Reduction factor for temporary sun protection | % |  | 0: #VALUE!
▼ | Ventilation | Ventilation
| Ventilation type | select |  | 0: #VALUE!
| Air change rate at pressurisation test (n50) | 1/h |  | 0: #VALUE!
| Design air flow rate (maximum) | m³/h |  | 0: #VALUE!
| Installation site ventilation unit | Inside / Outside |  | 0: #VALUE!
| Ventilation unit selection | select |  | 0: #VALUE!
▼ | Summer ventilation | SummVent
| Summer basic ventilation to ensure adequate air quality |  |  | 1: Go to ventilation units list
| Air change rate via vent. system with supply air: | 1/h | 0 | 0: #VALUE!
| HR/ER in summer (check one field with an 'x'): none | check as appropriate |  | 0: #VALUE!
| Automatic bypass, controlled by temperature difference | check as appropriate |  | 0: #VALUE!
| Automatic bypass, controlled by enthalpy difference | check as appropriate |  | 0: #VALUE!
| Always | check as appropriate |  | 0: #VALUE!
| Air change rate via extract air system | 1/h | 0 | 0: #VALUE!
| Specific power consumption (for extract air system) | Wh/m³ | 0 | 0: #VALUE!
| Window ventilation air change rate | 1/h | 0 | 0: #VALUE!
Additional summer ventilation for cooling:
| Window night ventilation, manual: amount of night ventilation | 1/h | 0 | 0: #VALUE!
| Mechanical, automatically controlled ventilation: corresponding air change | 1/h | 0 | 0: #VALUE!
| Controlled by temperature difference? | check as appropriate |  | 0: #VALUE!
| Specific power consumption | Wh/m³ | 0 | 0: #VALUE!
▼ | Heat generator | PER
| Primary heat generator | Select |  | 0: #VALUE!
|  | Heating fraction | 0% | 0: #VALUE!
|  | DHW fraction | 0% | 0: #VALUE!
| Secondary heat generator (optional) | Select |  | 0: #VALUE!
| Further input for heat generator (selection unit) | HP
| Heat pump | HP heating | None | 0: #VALUE!
|  | HP DHW | 0 | 0: #VALUE!
Compact
| Passive House compact unit with exhaust air heat pump | Unit selection |  | 0: #VALUE!
Boiler
| Boiler (gas, oil and wood) | Boiler selection | None | 0: #VALUE!
|  | Fuel | None | 0: #VALUE!
District heating
| District heating | Selection of heat source | None | 0: #VALUE!
| Other heat generators (heating) | Description |  | 0: #VALUE!
|  | Contribution | 0% | 0: #VALUE!
|  | PER-factor |  | 0: #VALUE!
|  | PE factor |  | 0: #VALUE!
|  | CO2 factor |  | 0: #VALUE!
| Other heat generators (DHW) | Description |  | 0: #VALUE!
|  | Contribution | 0% | 0: #VALUE!
|  | PER-factor |  | 0: #VALUE!
|  | PE factor |  | 0: #VALUE!
|  | CO2 factor |  | 0: #VALUE!
| External RE-generation plant | Description |  | 0: #VALUE!
|  | kWh/a |  | 0: #VALUE!
▼ | Compressor cooling units | Cooling units
| Supply air cooling | check as appropriate |  | 0: #VALUE!
| On/Off mode | check as appropriate |  | 0: #VALUE!
| Max. cooling capacity (sensible + latent) | kW | 0 | 0: #VALUE!
| Seasonal performance factor | - | 1 | 0: #VALUE!
| Recirculation cooling | check as appropriate |  | 0: #VALUE!
| On/Off mode | check as appropriate |  | 0: #VALUE!
| Max. cooling capacity (sensible + latent) | kW | 0 | 0: #VALUE!
| Volume flow rate at nominal power | m³/h | 0 | 0: #VALUE!
| Variable volume flow (check if appropriate) | check as appropriate |  | 0: #VALUE!
| Seasonal performance factor | - | 1 | 0: #VALUE!
| Additional dehumidification | check as appropriate |  | 0: #VALUE!
| Waste heat to room (please check if applicable) | check as appropriate |  | 0: #VALUE!
| Seasonal performance factor | - | 1 | 0: #VALUE!
| Panel cooling | check as appropriate |  | 0: #VALUE!
| Seasonal performance factor | - | 1 | 0: #VALUE!
▼ | User determined parameters
1 |  |  |  | 0: #VALUE!
2 |  |  |  | 0: #VALUE!
3 |  |  |  | 0: #VALUE!
4 |  |  |  | 0: #VALUE!
5 |  |  |  | 0: #VALUE!
6 |  |  |  | 0: #VALUE!
7 |  |  |  | 0: #VALUE!
8 |  |  |  | 0: #VALUE!
9 |  |  |  | 0: #VALUE!
10 |  |  |  | 0: #VALUE!
11 |  |  |  | 0: #VALUE!
12 |  |  |  | 0: #VALUE!
13 |  |  |  | 0: #VALUE!
14 |  |  |  | 0: #VALUE!
15 |  |  |  | 0: #VALUE!
16 |  |  |  | 0: #VALUE!
17 |  |  |  | 0: #VALUE!
18 |  |  |  | 0: #VALUE!
19 |  |  |  | 0: #VALUE!
20 |  |  |  | 0: #VALUE!
21 |  |  |  | 0: #VALUE!
22 |  |  |  | 0: #VALUE!
23 |  |  |  | 0: #VALUE!
24 |  |  |  | 0: #VALUE!
25 |  |  |  | 0: #VALUE!
26 |  |  |  | 0: #VALUE!
27 |  |  |  | 0: #VALUE!
28 |  |  |  | 0: #VALUE!
29 |  |  |  | 0: #VALUE!
30 |  |  |  | 0: #VALUE!
31 |  |  |  | 0: #VALUE!
32 |  |  |  | 0: #VALUE!
33 |  |  |  | 0: #VALUE!
34 |  |  |  | 0: #VALUE!
35 |  |  |  | 0: #VALUE!
36 |  |  |  | 0: #VALUE!
37 |  |  |  | 0: #VALUE!
38 |  |  |  | 0: #VALUE!
39 |  |  |  | 0: #VALUE!
40 |  |  |  | 0: #VALUE!
41 |  |  |  | 0: #VALUE!
42 |  |  |  | 0: #VALUE!
43 |  |  |  | 0: #VALUE!
44 |  |  |  | 0: #VALUE!
45 |  |  |  | 0: #VALUE!
46 |  |  |  | 0: #VALUE!
47 |  |  |  | 0: #VALUE!
48 |  |  |  | 0: #VALUE!
49 |  |  |  | 0: #VALUE!
50 |  |  |  | 0: #VALUE!
51 |  |  |  | 0: #VALUE!
52 |  |  |  | 0: #VALUE!
53 |  |  |  | 0: #VALUE!
54 |  |  |  | 0: #VALUE!
55 |  |  |  | 0: #VALUE!
56 |  |  |  | 0: #VALUE!
57 |  |  |  | 0: #VALUE!
58 |  |  |  | 0: #VALUE!
59 |  |  |  | 0: #VALUE!
60 |  |  |  | 0: #VALUE!
61 |  |  |  | 0: #VALUE!
62 |  |  |  | 0: #VALUE!
63 |  |  |  | 0: #VALUE!
64 |  |  |  | 0: #VALUE!
65 |  |  |  | 0: #VALUE!
66 |  |  |  | 0: #VALUE!
67 |  |  |  | 0: #VALUE!
68 |  |  |  | 0: #VALUE!
69 |  |  |  | 0: #VALUE!
70 |  |  |  | 0: #VALUE!
71 |  |  |  | 0: #VALUE!
72 |  |  |  | 0: #VALUE!
73 |  |  |  | 0: #VALUE!
74 |  |  |  | 0: #VALUE!
75 |  |  |  | 0: #VALUE!
76 |  |  |  | 0: #VALUE!
77 |  |  |  | 0: #VALUE!
78 |  |  |  | 0: #VALUE!
79 |  |  |  | 0: #VALUE!
80 |  |  |  | 0: #VALUE!
81 |  |  |  | 0: #VALUE!
82 |  |  |  | 0: #VALUE!
83 |  |  |  | 0: #VALUE!
84 |  |  |  | 0: #VALUE!
85 |  |  |  | 0: #VALUE!
86 |  |  |  | 0: #VALUE!
87 |  |  |  | 0: #VALUE!
88 |  |  |  | 0: #VALUE!
89 |  |  |  | 0: #VALUE!
90 |  |  |  | 0: #VALUE!
91 |  |  |  | 0: #VALUE!
92 |  |  |  | 0: #VALUE!
93 |  |  |  | 0: #VALUE!
94 |  |  |  | 0: #VALUE!
95 |  |  |  | 0: #VALUE!
96 |  |  |  | 0: #VALUE!
97 |  |  |  | 0: #VALUE!
98 |  |  |  | 0: #VALUE!
99 |  |  |  | 0: #VALUE!
100 |  |  |  | 0: #VALUE!

## Comparison (hidden)
Vergleich | [9 empty] | 1- | 2- | 3- | 4- | 5- | 6- | 7- | 8- | 9- | 10- | [20 empty] | Nutzerdefinierte Bauteilaufbauten:
Information: New feature for experienced PHPP users (feedback welcome)! | [39 empty] | Bauteile aus Blatt U-Werte
Comparison between two variants | [7 empty] | EnerPHit with PHPP Version 9.3
23 / Climate: Hemsby / TFA: 95 m² / Heating: 26.6 kWh/(m²a) / Freq. overheating: 0 % / PER: 28.2 kWh/(m²a)
|  | Selection of comparison configuration | [6 empty] | Input of comparison configurations | 1 | 2 | 3 | 4 | 5 | 6 | 7 | 8 | 9 | 10 | [20 empty] | 01ud-Main House Wall IWI
| Description | 1- | [6 empty] | Description | [10 empty] | 1 | [19 empty] | 02ud-Main House Wall EWI (EPS)
| Component type | [7 empty] | Component type | [10 empty] | Vergleich Lüftungssystem in Kombination mit Kompaktgerät (für Warnmeldung)? | [19 empty] | 03ud-Main House wall EWI+IWI
| Building component | [7 empty] | Building component | [10 empty] | 0 | 0 | 0 | 0 | 0 | 0 | 0 | 0 | 0 | 0 | [10 empty] | 04ud-Main ceiling
05ud-Skeiling
◄ Surface temperature | [8 empty] | Variant "Poorer energy efficiency" | [10 empty] | #VALUE! | #VALUE! | #VALUE! | #VALUE! | #VALUE! | #VALUE! | #VALUE! | #VALUE! | #VALUE! | #VALUE! | [8 empty] | Rsi Bauteilaufbauten für Innenoberflächentemperatur |  | 06ud-Skeiling IWI
[9 empty] | Investment costs [€] | [10 empty] | #VALUE! | #VALUE! | #VALUE! | #VALUE! | #VALUE! | #VALUE! | #VALUE! | #VALUE! | #VALUE! | #VALUE! | [8 empty] | Nr. | Rsi | 07ud-Main Floor
[9 empty] | Annual maintenance costs [€/a] | [10 empty] | 0 | 0 | 0 | 0 | 0 | 0 | 0 | 0 | 0 | 0 | Verschiedene Werte in Abhängigkeit vom Bauteil-Typ: | [7 empty] | 1 | 0.13 | 08ud-Main Floor +Insulation
[38 empty] | 2 | 0.13 | 09ud-Extension Wall
|  | Calculation of the selected configuration | [6 empty] | Variant "Better energy efficiency" | [10 empty] | Prüfen ob Konfiguaration |  | schlechterer Wärmeschutz |  |  | besserer Wärmeschutz |  |  | eine von beiden |  |  | gewählt: | [6 empty] | 3 | 0.13 | 10ud-Extension Floor
|  | Poorer |  | Better |  | Difference / Savings / |  |  | Investment costs [€] | [10 empty] | nicht ausgefüllt: |  | TRUE |  |  | 1 |  |  | TRUE |  | gewählte Konfiguration | 1 | 1-Building assemblies ('U-values') | 2-Thermal bridges ('Areas') | 3-Windows ('Windows') | 4-Ventilation system ('Ventilation') | 5-Entire building |  | 4 | 0.1 | 11ud-Bay roof
|  | energy efficiency |  | energy efficiency |  | Profit |  |  | Annual maintenance costs [€/a] | [20 empty] | Typ | 6 | 1 | 2 | 3 | 4 | 5 |  | 5 | 0.1 | 12ud-Extension sloping roof
| Design according to variant | [7 empty] | Financial support (present value) [€] | [20 empty] | Qualität/HWB | #VALUE! |  | #VALUE! |  | 84.0814 | 26.5569 |  | 6 | 0.1 | 13ud-Garage Wall
|  | 0 | [6 empty] | Results (manual transfer) | [20 empty] | Einheit |  | W/(m²K) | W(mk) bzw. W/K | W/(m²K) | % | kWh(m²a) |  | 7 | 0.17 | 14ud-Garage floor
| Minimum inside surface temperature |  |  |  |  | °C |  |  | Description | [20 empty] | Lebensdauer | #VALUE! | 50 | 50 | 40 | 30 | 50 |  | 8 | 0.17 | 15ud-Garage roof
| Design temperature outdoors |  |  |  |  | °C | [23 empty] | Bauteil | [7 empty] | 9 | 0.13 | 16ud-Main House Wall
| Interior temperature | 20 |  | 20 |  | °C | [13 empty] | Hier korrigiert wie mit Zeno abgestimmt | [9 empty] | Variante schlecht | 6: #VALUE! |  | 10 | 0.17 | 17ud-Block Wall Doorway
| Normal heat transmission resistance | - |  | - |  | m²K/W | [13 empty] | Prüfen ob Aufwandszahl der beiden Varianten sehr unterschiedlich | [9 empty] | Variante besser | 6: #VALUE!; 4: Text für Gültigkeitsauswahl: |  | 11 | 0.13 | 18ud-Woodfibre EWI 160mm
| Increased heat transmission resistance | - |  | - |  | m²K/W | [15 empty] | schlechterer Wärmeschutz |  |  | besserer Wärmeschutz |  |  |  | Differenz > 10%? | [8 empty] | 12 | 0.1 | 19ud-Woodfibre EWI 200mm
| Minimum surface temperature uncovered |  |  |  |  | °C | [13 empty] | Electricity heat pump - compact unit |  | 0 |  |  | 0 |  |  | 0 | 0 |  | 4: - No additional selection; 5: - No additional selection | - Please select type first | 13 | 0.13 | 20ud-Main Wall IWI+thinEWI
◄ Annuity | [19 empty] | Electricity heat pump |  | 0 |  |  | 0 |  |  | 0 | 0 | [8 empty] | 14 | 0.17 | 21ud-EPS EWI 160mm
|  | Investment costs | [17 empty] | District heating |  | 0 |  |  | 0 |  |  | 0 | 0 | [8 empty] | 15 | 0.1
|  | Per m² of building element | Complete building element | Per m² of building element | Complete building element | Per m² of building element | Complete building element | [12 empty] | Wood |  | 0 |  |  | 0 |  |  | 0 | 0 | [8 empty] | 16 | 0.13
| Area of building element | 1 |  | 1 |  | 1 |  | m² | [11 empty] | Natural gas / RE gas |  | 0 |  |  | 0 |  |  | 0 | 0 | [8 empty] | 17 | 0.13
| Investment costs minus financial support | [6 empty] | € | [11 empty] | Heating oil / RE methanol |  | 0 |  |  | 0 |  |  | 0 | 0 | [8 empty] | 18 | 0.13
| Investment costs | [6 empty] | € | [11 empty] | Electricity directly through DHW heat storage |  | 0 |  |  | 0 |  |  | 0 | 0 | [8 empty] | 19 | 0.13
| Real interest rate | 1.98% |  | 1.98% |  |  |  | /a | [11 empty] | Electricity directly through resistance heating |  | 0 |  |  | 0 |  |  | 0 | 0 | [8 empty] | 20 | 0.13
| Utilisation period | [6 empty] | a | [11 empty] | Other |  | 0 |  |  | 0 |  |  | 0 | 0 | [8 empty] | 21 | 0.13
| Annuity (lifecycle) | [6 empty] | /a | [14 empty] | Aufwandszahl schlechterer Wärmeschutz >10% höher: |  |  |  |  | 0 | [9 empty] | 22
| Present value factor (period under consideration) | 22.4576 |  | 22.4576 | [18 empty] | Aufwandszahl besserer Wärmeschutz >10% höher: | [5 empty] | 0 | [8 empty] | 23
| Annuity (period under consideration) | 4.453% |  | 4.453% |  |  |  | /a | [29 empty] | 24
| Residual value after period under consideration | [6 empty] | € | [29 empty] | 25
| Deduction in period under consideration | [6 empty] | € | [29 empty] | 26
◄ Energy, CO2, Costs | Annuity (annual capital costs) | [6 empty] | €/a | [11 empty] | Prüfen ob Mehrfachoperation aktiviert: | [10 empty] | 1: Daten für Diagramm |  | 27
[20 empty] | 1 | 1 | [9 empty] | 1: Poorer energy efficiency; 2: Better energy efficiency |  | 28
|  | Operation (heating + cooling + mechanical ventilation) | [28 empty] | 6: Annuity (annual capital costs) |  | 29
|  | Per m² of TFA | Entire building | Per m² of TFA | Entire building | Per m² of building element | Complete building element | [12 empty] | #VALUE! | #REF! | [9 empty] | 6: Annual operation costs |  | 30
| Area | 1 |  | 1 |  | 1 |  | m² | [11 empty] | 1 | [17 empty] | 31
| Heating demand | [6 empty] | kWh/a | [29 empty] | 32
| Cooling + dehumidification demand | [6 empty] | kWh/a | [29 empty] | 33
| Final energy demand: | [36 empty] | 34
| Electricity heat pump - compact unit | [6 empty] | kWh/a | [29 empty] | 35
| Electricity heat pump | [6 empty] | kWh/a | [29 empty] | 36
| District heating | [6 empty] | kWh/a | [29 empty] | 37
| Wood | [6 empty] | kWh/a | [29 empty] | 38
| Natural gas / RE gas | [6 empty] | kWh/a | [29 empty] | 39
| Heating oil / RE methanol | [6 empty] | kWh/a | [29 empty] | 40
| Electricity directly through DHW heat storage | [6 empty] | kWh/a | [29 empty] | 41
| Electricity directly through resistance heating | [6 empty] | kWh/a | [29 empty] | 42
| Other | [6 empty] | kWh/a | [29 empty] | 43
| Auxiliary electricity (heating period) | [6 empty] | kWh/a | [29 empty] | 44
| Electricity cooling (heat pump) | [6 empty] | kWh/a | [29 empty] | 45
| Auxiliary electricity cooling | [6 empty] | kWh/a | [29 empty] | 46
| Electricity dehumidification (heat pump) | [6 empty] | kWh/a | [29 empty] | 47
| Auxiliary electricity (dehumidification) | [6 empty] | kWh/a | [29 empty] | 48
| CO2 emissions: | [36 empty] | 49
| Electricity heat pump - compact unit | [6 empty] | kg/a | [29 empty] | 50
| Electricity heat pump | [6 empty] | kg/a | [29 empty] | 51
| District heating | [6 empty] | kg/a | [29 empty] | 52
| Wood | [6 empty] | kg/a | [29 empty] | 53
| Natural gas / RE gas | [6 empty] | kg/a | [29 empty] | 54
| Heating oil / RE methanol | [6 empty] | kg/a | [29 empty] | 55
| Electricity directly through DHW heat storage | [6 empty] | kg/a | [29 empty] | 56
| Electricity directly through resistance heating | [6 empty] | kg/a | [29 empty] | 57
| Other | [6 empty] | kg/a | [29 empty] | 58
| Auxiliary electricity (heating period) | [6 empty] | kg/a | [29 empty] | 59
| Electricity cooling (heat pump) | [6 empty] | kg/a | [29 empty] | 60
| Auxiliary electricity cooling | [6 empty] | kg/a | [29 empty] | 61
| Electricity dehumidification (heat pump) | [6 empty] | kg/a | [29 empty] | 62
| Auxiliary electricity (dehumidification) | [6 empty] | kg/a | [29 empty] | 63
| PER demand: | [36 empty] | 64
| Electricity heat pump - compact unit | [6 empty] | kWh/a | [29 empty] | 65
| Electricity heat pump | [6 empty] | kWh/a | [29 empty] | 66
| District heating | [6 empty] | kWh/a | [29 empty] | 67
| Wood | [6 empty] | kWh/a | [29 empty] | 68
| Natural gas / RE gas | [6 empty] | kWh/a | [29 empty] | 69
| Heating oil / RE methanol | [6 empty] | kWh/a | [29 empty] | 70
| Electricity directly through DHW heat storage | [6 empty] | kWh/a | [29 empty] | 71
| Electricity directly through resistance heating | [6 empty] | kWh/a | [29 empty] | 72
| Other | [6 empty] | kWh/a | [29 empty] | 73
| Auxiliary electricity (heating period) | [6 empty] | kWh/a | [29 empty] | 74
| Electricity cooling (heat pump) | [6 empty] | kWh/a | [29 empty] | 75
| Auxiliary electricity cooling | [6 empty] | kWh/a | [29 empty] | 76
| Electricity dehumidification (heat pump) | [6 empty] | kWh/a | [29 empty] | 77
| Auxiliary electricity (dehumidification) | [6 empty] | kWh/a | [29 empty] | 78
| Costs: | [18 empty] | Energiepreise | [17 empty] | 79
| Electricity heat pump - compact unit | [6 empty] | €/a | [11 empty] | 0.25 | [17 empty] | 80
| Electricity heat pump | [6 empty] | €/a | [11 empty] | 0.25 | [17 empty] | 81
| District heating | [6 empty] | €/a | [11 empty] | 0.1 | [17 empty] | 82
| Wood | [6 empty] | €/a | [11 empty] | 0.07
| Natural gas / RE gas | [6 empty] | €/a | [11 empty] | 0.09
| Heating oil / RE methanol | [6 empty] | €/a | [11 empty] | 0.09
| Electricity directly through DHW heat storage | [6 empty] | €/a | [11 empty] | 0.25
| Electricity directly through resistance heating | [6 empty] | €/a | [11 empty] | 0.25
| Other | [6 empty] | €/a | [11 empty] | 0.09
| Auxiliary electricity (heating period) | [6 empty] | €/a | [11 empty] | 0.25
| Electricity cooling (heat pump) | [6 empty] | €/a | [11 empty] | 0.25
| Auxiliary electricity cooling | [6 empty] | €/a | [11 empty] | 0.25
| Electricity dehumidification (heat pump) | [6 empty] | €/a | [11 empty] | 0.25
| Auxiliary electricity (dehumidification) | [6 empty] | €/a | [11 empty] | 0.25
| Sum energy costs | [6 empty] | €/a
| Maintenance costs | [6 empty] | €/a
| Total of final energy demand | [6 empty] | kWh/a
| CO2 emissions | [6 empty] | kg/a
| Primary energy renewable (PER) | [6 empty] | kWh/a
◄ Boundary conditions | Annual operation costs | [6 empty] | €/a
Cost-effectiveness
[5 empty] | Maximal economically viable additional investment costs |  |  | €
[5 empty] | Average cost for saved kWh of final energy | - |  | Cent/kWh
| Total annual costs | [6 empty] | €/a
Boundary conditions
|  | Interest rate + inflation |  | Price of final energy [€/kWh] |  | Utilisation period [a]
|  | Nominal interest rate | 3% | Electricity | 0.25 | Assembly layers | 50
|  | Inflation | 1% | Gas / Oil | 0.09 | Vent. system | 30
|  | Period under consideration [a] | 30 | Wood | 0.07 | Thermal bridges | 50
|  |  |  | District heating | 0.1 | Entire building | 50
|  |  |  | Other | 0.09 | Windows | 40

## Check
Kontrolle
PHPP Check |  | EnerPHit with PHPP Version 9.3
23 / Climate: Hemsby / TFA: 95 m² / Heating: 26.6 kWh/(m²a) / Freq. overheating: 0 % / PER: 28.2 kWh/(m²a)
▼ Overview input errors
| Congratulations! There are no error messages in your PHPP. |  | 0
Verification | - |  | - | 0
Climate | - |  | - | 0
U-Values | - |  | - | 0
Areas | - |  | - | 0
Ground | - |  | - | 0
Components | - |  | - | 0
Windows | - |  | - | 0
Shading | - |  | - | 0
Ventilation | - |  | - | 0
Addl vent | - |  | - | 0
SummVent | - |  | - | 0
Cooling units | - |  | - | 0
DHW+Distribution | - |  | - | 0
SolarDHW | - |  | - | 0
PV | - |  | - | 0
Electricity | - |  | - | 0
Use non-res | - |  | - | 0
Electricity non-res | - |  | - | 0
Aux Electricity | - |  | - | 0
IHG | - |  | - | 0
IHG non-res | - |  | - | 0
PER | - |  | - | 0
Compact | - |  | - | 0
HP | - |  | - | 0
HP Ground | - |  | - | 0
Boiler | - |  | - | 0
District heating | - |  | - | 0
▼ Are results missing from 'Verification' worksheet? Possible causes can be found next
Heating demand / heating load will not be calculated because:
| - |  | 1 | [7 empty] | Treated floor area is missing. | 0
| - |  | 1 | [7 empty] | Climate data is missing. | 0
| - |  | TRUE | [7 empty] | Internal heat gains are not correctly selected/specified. | 0
| - |  | 1 | [7 empty] | Verification' worksheet: specific heat capacity is missing. | 0
| - |  | 1 | [7 empty] | Worksheet 'Verification': type of building and internal heat gains do not match. Update selection. | 0
| - |  | 1 | [7 empty] | Heating load data is missing. | 0
Cooling demand / cooling load is not calculated because: | [11 empty] | 0
| - |  | 1 | [7 empty] | Treated floor area is missing. | 0
| - |  | 1 | [7 empty] | Climate data is missing. | 0
| - |  | TRUE | [7 empty] | Internal heat gains are not correctly selected/specified. | 0
| - |  | 1 | [7 empty] | Worksheet 'Verification': specific heat capacity is missing. | 0
| - |  | 1 | [7 empty] | Worksheet 'Verification': type of building and internal heat gains do not match. Update selection. | 0
| - |  | TRUE | [7 empty] | Climate: dew point is missing. | 0
| - | [9 empty] | Cooling load data is missing. | 0
PE / PER specific value is not calculated because: | [11 empty] | 0
| - |  | 1 | [7 empty] | Information for calculating the heating /cooling demand is missing (see above). | 0
| - |  | TRUE | [7 empty] | The heat pump cannot be calculated. Check worksheets 'HP', 'HP ground'. | 0
| - |  | TRUE | [7 empty] | District heat cannot be calculated. Check worksheet 'District heating'. | 0
0
▼ The following information is based on the energy balance calculation entered | [11 empty] | 0
| - | [9 empty] | Caution: high daily temperature fluctuations. Calculation of the useful cooling demand is not reliable. | 0
| - | [9 empty] | Caution: high daily temperature fluctuations. Considering the daily mean cooling load is not sufficient. Improve solar protection if necessary! | 0
| - | [9 empty] | In the case of window ventilation it is very difficult to achieve a reasonable quality of indoor air on a permanent basis. An air change rate that is twice as high is required for the same average air quality as in the case of ventilation systems. | 0
| - | [9 empty] | No PER factors specific for the location: the data for the nearest locations is used | 0
| - | [9 empty] | The selected climate data set is not admissible for building certification | 0
| - |  | 1 | [7 empty] | For certification, user determined occupancy should not be lower than the standard occupancy. | 0
| The minimum level of thermal protection is not complied with (see 'Verification' worksheet for more information). | [9 empty] | The minimum level of thermal protection is not complied with (see 'Verification' worksheet for more information). | 0
0
▼ Plausibility check | [11 empty] | 0
|  | Comment: | korrekt? |  | Hilfszellen: | [6 empty] | 0
Verification | - |  | TRUE | [7 empty] | The specific storage capacity is outside the usual values. | 0
| - |  | 1 | [7 empty] | The selected occupation is significantly larger than the standard occupation. Is this correct? | 0
| - |  | TRUE | [7 empty] | A higher interior temperature (set temperature for winter) than the standard temperature is selected. This results in an increased heating demand. | 0
| - |  | TRUE | [7 empty] | A lower interior temperature (maximum temperature for summer) than the standard temperature is selected. This results in an increased cooling demand. | 0
Climate | - |  | 1 | [7 empty] | Large difference between the location altitude and the altitude in the climate data set: it is necessary to check whether the climate data set is appropriate or whether a local data set is necessary. | 0
U-Values | - |  | 1 | [7 empty] | In case of building assemblies with layers with various sections: U-value calculation error possibly exceeds 10%. A thermal bridge calculation is recommended. | 0
| - |  | 1 |  | 0.022 | 0.022 | 0.022 | 0 |  |  | A very small thermal conductivity [W/(mK)] was set: | 0
Areas | Info: compactness of the building:3.2m² envelope area per m² of treated floor area |  |  |  | 3.2 | [5 empty] | Info: compactness of the building: | m² envelope area per m² of treated floor area
| There are building components with a factor X. How was this factor calculated? |  | 0 | [7 empty] | There are building components with a factor X. How was this factor calculated? | 0
| - |  | 1 | [7 empty] | Not all walls have been assigned an orientation. | 0
| Has the area of the door in the external wall been deducted? |  | FALSE | [7 empty] | Has the area of the door in the external wall been deducted? | 0
| - |  | 1 |  | AB | [5 empty] | There are negative areas: is this desired? (e.g. for simplification, all windows were deducted from a south-facing wall and not distributed over different sub-areas of this wall). The calculation remains correct. | 0
| The areas of the roof and the floor slab differ greatly from each other (130m²) (Query will only work if all orientations have been entered) |  | 0 | [7 empty] | The areas of the roof and the floor slab differ greatly from each other ( | m²) (Query will only work if all orientations have been entered)
| The areas facing east and west differ greatly from each other (64m²) (Query will only work if all orientations have been entered; doors are not taken into account) |  | 0 | [7 empty] | The areas facing east and west differ greatly from each other ( | m²) (Query will only work if all orientations have been entered; doors are not taken into account)
| The areas facing north and south differ greatly from each other (12m²) (Query will only work if all orientations have been entered; doors are not taken into account) |  | 0 | [7 empty] | The areas facing north and south differ greatly from each other ( | m²) (Query will only work if all orientations have been entered; doors are not taken into account)
| - |  | TRUE |  | 0.10608 | [5 empty] | The proportion of glazing [%] of the entire building (including roof) is very high or very small: | 0
| - |  | TRUE | [7 empty] | Not all walls are perpendicular. Is this correct? | 0
| - |  | TRUE | [7 empty] | Some absorption coefficients are very small. Are special materials/paints to be used? | 0
| Average reduction factor of building elements: 70 % |  |  |  | 0.7
| - |  | 1 | [7 empty] | The thermal bridge heat gains are extremely high. Have all thermal bridges been specified (geometric thermal bridges, penetrations etc.)? | 0
Ground | - |  | TRUE |  |  | 1 | 1 | 1 |  |  | Extremely small reduction factor in building section | : is all ground data realistic? Is the ground insulating up to a depth of B'/2? Has the influence of ground water been taken into account?
| - |  | 1 | [7 empty] | More exact results can be achieved if you fill in the 'Ground' worksheet. | 0
| - |  | TRUE | [7 empty] | Phase shift or conductance is negative ('Ground' worksheet: intermediate results), please check the input for this calculation. | 0
| - |  | TRUE | [7 empty] | The calculation in the 'Ground' worksheet cannot be performed. Please check input (it is possible that strongly negative thermal bridges have been entered) | 0
| - |  | TRUE |  | Flächen: | 71.3384 | Erdreich: | 71.3384 | m² | BP/Kellerdecke | Floor slab/basement ceiling areas differ greatly from each other: 'Ground' worksheet to 'Areas' worksheet: | %. Probably varying information has been entered in these two worksheets
| - |  | TRUE |  |  | 71.3384 |  | 71.3384 | m² | alle Flächen gg Erde | The areas in contact with the ground differ greatly from each other: 'Ground' worksheet to 'Areas' worksheet: | %. Probably varying information has been entered in these two worksheets
| - |  | TRUE |  |  | 27.1408 |  | 27.1408 | W/K | Leitwert gg Erde | The conductance in contact with the ground differ from each other. 'Ground' worksheet to 'Areas' worksheet: | %. Probably varying information has been entered in these two worksheets
Components | - |  | TRUE | [7 empty] | The U-values for the building elements are extremely low. Please check. | 0
| Glazing: a very low Ug value [W/(m²K)] has been entered:0.47 |  | 0 |  | 0.47 | [5 empty] | Glazing: a very low Ug value [W/(m²K)] has been entered: | 0
| Glazing: a very high g-value has been entered: 0.87 |  | 0 |  | 0.87 | [5 empty] | Glazing: a very high g-value has been entered: | 0
| - |  | 1 | [7 empty] | Glazing: sloping or horizontal windows are present. Has Ug been manually adjusted and entered? | 0
| - |  | 1 |  | 0.92 | [5 empty] | Windows: a very small Uf value [W/(m²K)] has been entered: | 0
| - |  | 1 |  | 0.145 | [5 empty] | Window frames: a very large facing width [m] has been entered: | 0
| Will a curtain-wall system be installed? Have the thermal bridge values for the glass carriers been entered in the 'Components' AND in the 'Areas' worksheets? |  | 0 |  | 0.053 | [5 empty] | Will a curtain-wall system be installed? Have the thermal bridge values for the glass carriers been entered in the 'Components' AND in the 'Areas' worksheets? | 0
| - |  | 1 |  | FALSE | [5 empty] | Are there roller blinds, venetian blinds or similar? Has the installation TB been entered? In which worksheet? | 0
| - |  | 1 |  | 0.023 | [5 empty] | An extremely small window/door installation thermal bridge value [W/mk] has been given for sides or top: | 0
| - |  | 1 |  | 0.023 | [5 empty] | An extremely small window/door installation thermal bridge value [W/mk] has been given for the bottom: | 0
| - |  | 1 |  | 0 | 0 | 0 |  |  |  | Standard values for installation TB of windows/doors have probably been used. Due to their great influence on the energy balance, you should use project specific values as soon as the corresponding details are available. | 0
| The average window/door installation thermal bridge values for the overall project are relatively high. An optimisation potential still exists here. |  | 0 |  | 0.049593 | [5 empty] | The average window/door installation thermal bridge values for the overall project are relatively high. An optimisation potential still exists here. | 0
| - |  | 1 |  | 0.049593 | [5 empty] | The average window/door installation values for the overall project are very low. Please check. | 0
Windows | There are windows which do not meet the comfort criterion. |  | 0 | [7 empty] | There are windows which do not meet the comfort criterion. | 0
Shading | - |  | 1 | [7 empty] | : is there any horizontal shading for these alignments? Trees, houses, mountains that are further away almost always have an influence as well. | 0
| - |  | TRUE | [7 empty] | There are windows for which shading at the lateral reveal has been entered, but no shading at the upper reveal has been entered. Is this correct? | 0
| Warning: reduction factor for shading in winter: minimum: 65% , maximal: 97% , average: 84% |  |  |  | 64.75% | 97.07% | 84.22%
| Information: reduction factor for shading [%] in winter: average:86% | [5 empty] | 85.97% |  |  |  | Information: reduction factor for shading [%] in winter: average: | 0
| - |  | TRUE |  | mitllere Horizontverschattung: |  |  | 89.97% |  |  | Horizontal shading and wind protection coefficient ('Ventilation' worksheet) do not match. | 0
| A different number of rows has been inserted in the 'Windows' and 'Shading' worksheets. The calculation process will be disrupted if rows are not inserted correctly. |  | 0 | [7 empty] | A different number of rows has been inserted in the 'Windows' and 'Shading' worksheets. The calculation process will be disrupted if rows are not inserted correctly. | 0
Ventilation | - |  | 1 | [7 empty] | The standard value of 0.07 was not used for the wind protection coefficient. Is this correct? | 0
| - |  | 1 | [7 empty] | An excellent level of airtightness has been set. Is this correct? | 0
| - |  | TRUE | [7 empty] | Airtightness: the n50 value is larger than 0.6. Written confirmation of leakage detection should be submitted for EnerPhit certification. | 0
| - |  | TRUE | [7 empty] | Has the air volume for the pressure test been calculated correctly? Please check. | 0
| - |  | 1 | [7 empty] | In the case of window ventilation it is very difficult to achieve a reasonable quality of indoor air on a permanent basis. An air change rate that is twice as high is required for the same average air quality as in the case of ventilation systems. | 0
| - |  | 1 | [7 empty] | There is no heat recovery for the ventilation! | 0
| - |  | TRUE |  | 0.84081 | [5 empty] | The average heat recovery efficiency is relatively low. | 0
| - |  | TRUE |  | 0.84081 | [5 empty] | The average heat recovery efficiency is very high. | 0
| The electrical efficiency of the ventilation unit is very good. |  | FALSE |  | 0.15 | [5 empty] | The electrical efficiency of the ventilation unit is very good. | 0
| - |  | TRUE |  | 0.15 | [5 empty] | The electrical efficiency of the ventilation unit is relatively poor. | 0
| - |  | TRUE | [7 empty] | Electrical or hydraulic frost protection has not been selected. How will frost protection of the heat exchanger be ensured? | 0
| - |  | 1 | [7 empty] | The air is extremely dry. What countermeasures have been taken for this? | 0
Addl vent | - |  | 1 | [7 empty] | There are rooms that are not ventilated. Please check. | 0
| - |  | 1 | [7 empty] | Please state the pressure losses of the duct network. It is essential that the stated electrical efficiency of the unit matches the actual pressure loss of the duct network. | 0
| - |  | TRUE | [7 empty] | For the ventilation units, very long holiday periods during the heating period, with ventilation system shut-down, have been entered. Is this correct? | 0
| - |  | 1 | [7 empty] | No electrical or hydraulic frost protection has been selected. How will frost protection of the heat exchanger be ensured? | 0
Heating | - |  | TRUE | [7 empty] | There are no transmission heat losses. Please check. | 0
| - |  | TRUE | [7 empty] | There are no ventilation heat losses. Please check. | 0
| - |  | TRUE | [7 empty] | There are no solar gains. Please check. | 0
| - |  | TRUE | [7 empty] | There are no internal heat gains. Please check. | 0
Heating load | - |  | 1 |  | FALSE | [5 empty] | The maximum permissible supply air temperature which has been entered is relatively low. | 0
SummVent | - |  | TRUE | [7 empty] | The hygienic level of basic ventilation in summer is very low. | 0
| Except in case of very humid climates, night-time passive cooling is recommended. Please check. |  | 0 | [7 empty] | Except in case of very humid climates, night-time passive cooling is recommended. Please check. | 0
| - |  | TRUE | [7 empty] | Additional passive night-time cooling seems to be very high. Has the same air change rate for a ventilation unit/window been set twice (for basic air changes + for night-time cooling)? | 0
| - |  | TRUE | [7 empty] | m³/h: the volumetric flow in summer is much higher than the maximum value in winter. Is the ventilation unit so large? | 0
| - |  | 1 |  | 0 | 0 | 0 | 0 |  |  | The entered clear opening of tilted windows is very large. Caution: the narrowest point is usually between the window frame and the wall. | 0
| - |  | TRUE | [7 empty] | Please calculate window ventilation for a hygienic level of air exchange in summer in the secondary calculation. | 0
| - |  | TRUE | [7 empty] | Please calculate window night ventilation in summer in the secondary calculation. | 0
Cooling units | - |  | TRUE | [7 empty] | A very high performance ratio has been entered: | 0
Cooling load | - |  | 1 | [7 empty] | The total cooling load cannot be transferred via the supply air volume flow rate. Have additional cooling devices been dimensioned adequately? | 0
DHW+Distribution | - |  | 1 |  | FALSE | [5 empty] | There are no distribution losses through heating pipes. Is this correct? | 0
| - |  | 1 | [7 empty] | There is no hot water demand in the building. Is this correct? | 0
| There are no distribution losses through DHW pipes. Is this correct? |  | 0 | [7 empty] | There are no distribution losses through DHW pipes. Is this correct? | 0
| - |  | 1 | [7 empty] | Individual pipes are very thick. Has the diameter been entered with the correct unit (metres)? | 0
| - |  | 1 | [7 empty] | Is there no storage tank? | 0
| - |  | TRUE | [7 empty] | Heat recovery from shower drain-water: the nominal efficiency is very high. Please check input. | 0
| - |  | 1 | [7 empty] | Heat recovery from shower drain water: the volume flow rate of the shower differs strongly from the nominal volume flow rate. Is the efficiency valid for this? | 0
Electricity | - |  | 1 |  | Wohnen? | 1 |  |  |  |  | Fill in the 'Electricity' worksheet with special care and do not estimate on the safe side because these values will be included in the calculation of the internal heat gains. | 0
Electricity non-res | - |  | 1 |  | NiWo? | 0 |  |  |  |  | Fill in the 'Electricity non-res' worksheet with special care and do not estimate on the safe side because these values will be included in the calculation of the internal heat gains. | 0
| - |  | 1 | [7 empty] | The sum of the net areas seems very high in relation to the treated floor area. | 0
| - |  | 0 | [7 empty] | The sum of the net areas is smaller than the treated floor area. | 0
| - |  | 1 |  | #DIV/0! | [5 empty] | Average installed output of lighting [W/(m²*100lux)]: | 0
Aux Electricity | - |  | 1 |  | FALSE | [5 empty] | A circulating pump for heating has not been entered. | 0
IHG non-res | - |  | 1 | [7 empty] | The number of persons is larger than the number stated in the 'Verification' worksheet according to planning. | 0
| - |  | 1 | [7 empty] | The surface of the usable areas is larger than the treated floor area | 0

## Climate
Klima
-
| Climate data | [18 empty] | EnerPHit with PHPP Version 9.3 | [19 empty] | GB0013a | [111 empty] | Error(s): | Warning(s):
| 23 / Climate: Hemsby / TFA: 95 m² / Heating: 26.6 kWh/(m²a) / Freq. overheating: 0 % / PER: 28.2 kWh/(m²a) | [24 empty] | PER Faktoren Stand 13.4.2015 | [10 empty] | Nächstgelegene Klimadatensätze:
[9 empty] | Data for heating | Data from monthly balance | [15 empty] | PER-Faktoren: |  | nächster Ort mit PER: | übertrag: | [7 empty] | Mit PER-Daten |  |  | PER-Faktoren
|  | Selection of climate data |  |  | Result overview |  |  |  | Annual method | Heating | Cooling | [14 empty] | vorhanden? | TRUE | GB0013a |  | min | max | rundung | Wert für PHPP Berechnung |  |  |  | Ortsname | Distanz | Höhe | Haushaltsstrom | Warmwasser | Heizung | Kühlung | Entfeuchtung
| Country: | GB-United Kingdom/ Britain |  | Annual heating demand | 26.5569 | kWh/(m²a) |  | Heating / cooling period | 206.7141 | 273 | 245 | d/a | [13 empty] | Haushaltsstrom | 1.29 | 1.285 | 1.29 | 1 | 2.5 | 0.05 | 1.3 |  | 3 | 1 | GB0013a-Hemsby | 0 | 13 | 1.29 | 1.29 | 1.67 | 0.92 | 1.04
| Region: | All |  | Heating load | 17.5089 | W/m² |  | Heating / cooling degree hours | 66.0704 | 77.1711 | -74.898 | kKh/a | [13 empty] | Warmwasser | 1.29 | 1.285 | 1.29 | 1 | 2.5 | 0.05 | 1.3 |  | 2 | 2 | GB0012a-Waddington | 157.1545 | 68 | 1.28 | 1.28 | 1.63 | 0.91 | 0.98
|  | 1-Alphabetic sorting |  | Frequency of overheating | 0 | % |  | Radiation North | 98.9328 | 182.6753 | 308.6854 | kWh/(m²a) | [11 empty] | Länderkürzel korrekt? |  | Heizung | 1.67 | 1.655 | 1.67 | 1 | 2.5 | 0.05 | 1.65 |  | 1 | 3 | GB0002a-Silsoe | 160.8828 | 59 | 1.28 | 1.28 | 1.66 | 0.97 | 1.09
| Climate data set: | GB0013a-Hemsby |  | Sensible cooling | 0.42744 | kWh/(m²a) |  | Radiation East | 224.0417 | 292.1843 | 488.932 | kWh/(m²a) | [11 empty] | 1 |  | Kühlung | 0.92 | 0.925 | 0.92 | 1 | 2.5 | 0.05 | 1 |  | 0 | 4 | GB0001a-London (Central) | 178.5836 | 18 | 1.28 | 1.28 | 1.66 | 1.01 | 1.15
| Climate zone: | 3: Cool-temperate |  | Latent cooling | 0 | kWh/(m²a) |  | Radiation South | 418.6208 | 609.7895 | 715.5486 | kWh/(m²a) | [13 empty] | Entfeuchtung | 1.04 | 1.0283 | 1.04 | 1 | 2.5 | 0.05 | 1.05 |  | 0 | 5 | BE0003b-Oostende | 183.8394 | 2 | 1.29 | 1.29 | 1.71 | 0.98 | 1.15
|  |  |  | Cooling load | - | W/m² |  | Radiation West | 232.1537 | 479.0065 | 653.3506 | kWh/(m²a) | [23 empty] | 1 | Für Nebenrechnung, nur aktivierte Daten
|  | Altitude |  | PER demand | 28.2496 | kWh/(m²a) |  | Horizontal radiation | 341.6372 | 587 | 933 | kWh/(m²a) | [24 empty] | Ortsname | Distanz | Höhe
| Weather station: | 13 | m | [20 empty] | Datenbezeichung zum Aufrufen | [11 empty] | 1 | GB0002a-Silsoe | 42.7638 | 59
| Building location: | 11 | m | [20 empty] | GB0013a | [11 empty] | 2 | GB0001a-London (Central) | 75.6834 | 18
[24 empty] | Name Datensatz: | [11 empty] | 3 | GB0003a-London Gatwick | 116.662 | 59
[24 empty] | Hemsby | [11 empty] | 4 | GB0013a-Hemsby | 118.2203 | 13 | [114 empty] | Auxiliary calculation: Determine nearest climate data set
|  | Month | 1 | 2 | 3 | 4 | 5 | 6 | 7 | 8 | 9 | 10 | 11 | 12 | Heating load |  | Cooling load |  | PER |  |  |  |  | ID Datensatz: | [11 empty] | 5 | GB0012a-Waddington | 119.0468 | 68
|  | Days | 31 | 28 | 31 | 30 | 31 | 30 | 31 | 31 | 30 | 31 | 30 | 31 | Weather 1 | Weather 2 | Weather 1 | Weather 2 | factors |  |  |  |  | GB0013a | [7 empty] | manueller eintrag | berechnet 1 | übertragen | [121 empty] | Latitude ° | 52.1773
|  | GB0013a-Hemsby | Latitude ° | 52.683 | Longitude ° | 1.683 | Altitude [m] | 13 |  |  | Daily temperature swing Summer [K] | 10.2 |  |  | Radiation: [W/m²] |  | Radiation: [W/m²] | [6 empty] | Monatsdaten vorhanden? |  | Höhenkorrekturen: |  | Zusatzinfo Außentemperatur: |  |  | Werte für Jahresverfahren: | 0 | 1 |  |  | Typ Klima für innere Wärmeübergänge (1: Heiz; 0: neutral; -1: Kühl) |  |  |  |  | Vereinfachtes Verfahren Bodentemperatur (alt) | [114 empty] | Longitude ° | 0.1513
| ° C | Exterior temperature | 4.912 | 5.412 | 6.912 | 9.012 | 12.112 | 15.212 | 16.712 | 17.412 | 14.912 | 11.312 | 7.612 | 5.212 | -0.288 | 2.012 | 19.612 | 19.612 | 1.3 | Household electricity |  |  |  | 1 |  | -0.012 |  | MIN Tagesmittel | - |  | Heiztage |  | 206.7141 | 206.7141 |  | Heizmonate | 6 |  |  |  | Phasenverschiebung [Monate] | 0.6
| kWh/(m²month) | Radiation North | 7 | 11 | 21 | 32 | 44 | 52 | 49 | 38 | 24 | 16 | 8 | 5 | 6 | 5 | 53 | 53 | 1.3 | Domestic hot water |  |  |  | - |  | - |  | MAX Tagesmittel | - |  | Gt |  | 66.0704 | 66.0704 |  | Kühlmonate | 0 |  |  |  | Dämpfung | -0.31416 | [112 empty] | For orientation: nearest climate data set in this PHPP file
| kWh/(m²month) | Radiation East | 15 | 27 | 48 | 72 | 100 | 96 | 99 | 85 | 55 | 34 | 18 | 11 | 11 | 6 | 119 | 119 | 1.65 | Heating |  |  |  | - |  | - |  | MAX Monatsmittel | 17.412 |  | Nord |  | 98.9328 | 98.9328 |  | Typ Klima | 1 |  |  |  | Tiefe [m] | 0.99588 | [113 empty] | Distance km | Altitude [m] | Data set
| kWh/(m²month) | Radiation South | 44 | 63 | 84 | 94 | 100 | 88 | 93 | 100 | 85 | 74 | 50 | 38 | 43 | 13 | 140 | 140 | 1 | Cooling |  |  |  | - |  | - |  | Mittelwert | 10.562 |  | Ost |  | 224.0417 | 224.0417 | [6 empty] | Tempverschiebung [K] | 1
| kWh/(m²month) | Radiation West | 17 | 27 | 50 | 74 | 90 | 92 | 93 | 86 | 56 | 39 | 20 | 13 | 15 | 9 | 125 | 125 | 1.05 | Dehumidification |  |  |  | - |  | - |  | sin | -4.0057 |  | Süd |  | 418.6208 | 418.6208 | [6 empty] | Mittelwert cos | 11.562 | [112 empty] | 1 | 42.7638 | 59 | GB0002a-Silsoe
| kWh/(m²month) | Horizontal radiation | 21 | 38 | 74 | 115 | 157 | 155 | 156 | 136 | 86 | 54 | 26 | 16 | 18 | 12 | 186 | 186 | [5 empty] | 1 |  | - |  | cos | -4.8277 |  | West |  | 232.1537 | 232.1537 | [6 empty] | Amplitude cos | 4.5819 | [112 empty] | 2 | 75.6834 | 18 | GB0001a-London (Central)
| ° C | Dew point temperature | 2.5 | 2.3 | 3.6 | 4.8 | 7.7 | 10.6 | 12.3 | 13.1 | 11.2 | 8.3 | 5.5 | 3 |  |  | 16.1 | 16.1 | [5 empty] | 1 |  | - |  | Phase der Außentemp (für Erdreichblatt) | 1.3228 |  | global |  | 341.6372 | 341.6372 | [6 empty] | Phase cos | 4.0772 | [112 empty] | 3 | 116.662 | 59 | GB0003a-London Gatwick
| ° C | Sky temperature | -4.5 | -4.9 | -3.3 | -2.2 | 1.1 | 4.3 | 6.5 | 7.4 | 5.8 | 2.3 | -1.1 | -3.8 |  |  | 13.2924 | 16.1 | [5 empty] | 1 |  | - |  |  |  |  | Bodentemp |  |  | 0.62936 | [120 empty] | 4 | 118.2203 | 13 | GB0013a-Hemsby
| ° C | Ground temperature | 13.1847 | 12.5481 | 12.4733 | 12.9804 | 13.9335 | 15.0771 | 17.9317 | 18.5683 | 16.8163 | 16.3092 | 15.3561 | 14.2125 | 12.4733 | 12.4733 | 18.643 | 18.643 | [136 empty] | 5 | 119.0468 | 68 | GB0012a-Waddington
|  | Comment: | 1: Source: Meteonorm V6. | [9 empty] | 1
|  |  | 12: Lastdaten vorhanden? | TRUE | TRUE | TRUE | FALSE
|  | Bodenalbedo: | 1: 0.106; 12: Taupunkt KL vorhanden? | - | - | FALSE | FALSE | [5 empty] | Ermittlung der Klimazone
[24 empty] | Monat | 1 | 2 | 3 | 4 | 5 | 6 | 7 | 8 | 9 | 10 | 11 | 12 | Jahr |  | Heiz-/Kuehl-/Entfecuhtungsgrenztemperatur
|  | Nebenrechnungen aus aktuellem Klimadatensatz: | [11 empty] | mittl. Temp Heizperiode: | Bodentemp | Außentemp | [7 empty] | Tage im Monat | 31 | 28 | 31 | 30 | 31 | 30 | 31 | 31 | 30 | 31 | 30 | 31
|  | Anteil von max. Verlusten, der zu decken ist | 1 | 1 | 1 | 0.87969 | 0.64437 | 0 | 0 | 0 | 0 | 0.71809 | 1 | 1 | 13.7919 | 7.4447 | [7 empty] | Heizgradstunden | 8.2495 | 7.1151 | 6.7615 | 5.0314 | 2.8927 | 0.56736 | 0 | 0 | 0.78336 | 3.4879 | 6.0394 | 8.0263 | 48.9543 | kKh | 16
|  | HT-Faktor | 1 | 1 | 1 | 0.79713 | 0.46563 | 0 | 0 | 0 | 0 | 0.56018 | 1 | 1 | [9 empty] | Kuehlgradstunden | 0 | 0 | 0 | 0 | 0 | 0 | 0 | 0 | 0 | 0 | 0 | 0 | 0 | kKh | 19
|  | Strahlungsfaktor | 1 | 1 | 1 | 0.73245 | 0.3661 | 0 | 0 | 0 | 0 | 0.46163 | 1 | 1 | [9 empty] | Entfeuchtungsgradstunden | 0 | 0 | 0 | 0 | 0 | 0 | 0 | 0 | 0 | 0 | 0 | 0 | 0 | kKh | 17
|  | Alternative max. Verlustanteil (altes Verfahren) | 1 | 1 | 1 | 0.85 | 0 | 0 | 0 | 0 | 0 | 1 | 1 | 1 | 13.8857 | 7.158 | [7 empty] | Solarheizklimaindikator | 1: 20.68; 2: '=Solarstrahlung horizontal * 0.02
|  | zulässiger sensibler Kühlbedarf | TSoll | 25 | TTau,Soll | 17 | IWQ W/m² | 2.6284 | Solar W/m² | 2.5 | Lmin W/K/m²EBF | 0.5 | Lmax W/K/m²EBF | 1 | LSommlüft W/K/m²EBF | 0.2 | [7 empty] | Solarkuehlklimaindikator | 51.7 | '=Solarstrahlung horizontal * 0.05 |  |  | Klima | Region |  | Grenzwert | Hygiene: fRsi | t min Komfort °C | Uw,eingebaut vertikal | U Außenluft | U Erdreich | Lü WBG [%] | Lü elt.eff [Wh/m³] | Lü Frostschutz | Verglasung | Reduktion Kühlbedarf
|  | monatsweise kWh/mon | 0 | 0 | 0 | 0 | 0 | 0 | 0 | 0 | 0 | 0 | 0 | 0 | Summe | 0 | mit Entfeuchtung | 15 | [5 empty] | HeizKlimazonenindikator | 28.2743 | '=Heizgradstunden - Solarheizindikator |  |  | Heizklima | 1 | Arctic | 118 | 0.8 | -50 | 0.45 | 0.09 | 0.3 | 80 | 0.45 | Yes, directly electric | Vacuum or quadruple thermally insulated glazing | No requirements
|  | zulässiger latenter Kühlbedarf | Luwe m³/(m²h) | 1 | TTau,Soll | 17 | IFQ g/(m²h) | 2.4247 | Latentwärme kWh/kg | 0.7 | eta FRG | 0.6 | [11 empty] | KuehlKlimazonenindikator | 51.7 | '=Kühlgradstunden + Solarkuehlindikator |  |  |  | 2 | Cold | 53.8 | 0.75 | -28 | 0.65 | 0.12 | 0.3 | 80 | 0.45 | Yes, directly electric | Triple or quadruple thermally insulated glazing | Shading, night ventilation
|  | monatsweise kWh/mon | 0 | 0 | 0 | 0 | 0 | 0 | 0 | 0 | 0 | 0 | 0 | 0 | Summe | 0 | [7 empty] | Heizklima | 3 |  | Minimales Tagesmittel aus Standort |  |  | 3 | Cool-temperate | 27 | 0.7 | -16 | 0.85 | 0.15 | 0.3 | 75 | 0.45 | Yes | Triple thermally insulated glazing | Shading, night ventilation
|  | Schätzung Himmelstemperatur | -5.479 | -5.7707 | -3.8832 | -2.1586 | 1.9405 | 5.9452 | 8.2502 | 9.3242 | 6.7623 | 2.7767 | -1.1604 | -4.7519 | - | - | 13.2924 | 16.1 | [5 empty] | Kuehlklima | 5 |  | Minimales Tagesmittel aus Klimazone | -16 |  | 4 | Warm-temperate | -4 | 0.6 | -7 | 1.05 | 0.3 | 0.3 | 75 | 0.45 | Yes | Triple thermally insulated glazing | Shading, night ventilation
|  | Schätzung Bodentemp ungestört (altes Verfahren) | 7.5046 | 6.9838 | 7.6898 | 9.4333 | 11.7472 | 14.0115 | 15.6194 | 16.1402 | 15.4342 | 13.6907 | 11.3768 | 9.1125 | 6.9838 | 6.9838 | 16.1402 | 16.1402 | [5 empty] | Klimazone | 3 | Cool-temperate | Minimales Tagesmittel eigene Eingabe |  |  | 5 | Warm | Alle anderen | 0.55 | -3 | 1.25 | 0.5 | 0.3 | No requirements | 0.15 | No requirements | Double thermally insulated glazing | Shading, night ventilation, cool colours
[27 empty] | Minimales Tagesmittel | -16 | Kühlklima | 6 | Hot | 118 | No requirements |  | 1.25 | 0.5 | 0.3 | - | 0.45 | No requirements | Double solar protective glazing | Shading, cool colours, solar protective glazing
[27 empty] | Maximales Tagesmittel | - |  | 7 | Very hot | 139.5 | No requirements |  | 1.05 | 0.25 | 0.3 | - | 0.45 | No requirements | Triple solar protective glazing | Shading, cool colours, solar protective glazing
[27 empty] | Design temperature [°C] | (from climate zone) | FRG-Entfeuchtungsschwellenwert |  | °C | 15
[25 empty] | 1: FRG; 2: FRG empf. wg; 3: FRG empf. wg; 4: U behaglich heizklimate [W/(m²K)]; 7: U behaglich Kühlklimate [W/(m²K)]; 10: Hygiene; 11: U-Werte opak | Lüftung |  |  | Recommended glazing | Reduction cooling demand
[25 empty] | Empfohlen? | Dehumidification | Dehumidification | vertikal | geneigt | horizontal | vertikal | geneigt | horizontal | fRsi | Wand/Dach | Fußboden | WBG [%] >= | Elt. Effizienz [Wh/m³)] <= | Frostschutz
[24 empty] | Empfehlungen für spez. Standort | No | 0 | 0 | 0.8502 | 1.014 | 1.1053 |  |  |  | 0.7 | 0.15 | 0.3 | 75 | 0.45 | Yes | Triple thermally insulated glazing | Shading, night ventilation
[25 empty] | Yes | No
User determined data: fill in yellow cells
|  | Month | Jan | Feb | Mar | Apr | May | Jun | Jul | Aug | Sep | Oct | Nov | Dec | Heating load | °C or W/m² | Cooling load | °C or W/m² | -
|  | Muster | Latitude ° | 50.2 | Longitude ° | 8.3 | Altitude [m] | 112 | Name of location | Muster | ΔTSummer [K] | 5.7 | Source | Beispieldatensatz PHI | Heating load 1 | Heating load 2 | Cooling load 1 | Cooling load 2 | PER | [5 empty] | Länderliste |  | 47 | alphabetische Sortierung |  | Regionen (aktuelles Land) |  |  | alphabetische Sortierung |  | Stadtliste (aktuelles Land) |  | 22 | Sortierung nach Code |  | alphabetische Sortierung |  | komplett | Name | Code | Für Auswahlmenü
| ° C | Exterior temperature | 0.9 | 2 | 5.3 | 8.4 | 16.2 | 16.7 | 18.7 | 19.6 | 14.7 | 11 | 5.9 | 1.7 | -6 | -2 | 25.072 | 25.072 | 1.3 | Household electricity | [24 empty] | 1
| kWh/(m²month) | Radiation North | 9 | 15 | 23 | 41 | 56 | 50 | 49 | 43 | 31 | 21 | 11 | 7 | 10 | 5 | 103.5601 | 103.5601 | 1.3 | Domestic hot water |  |  |  |  | 1 | AE | United Arab Emirates | 1000 | ud-User Data | 1 | 275 | Zone 01 - London |  | All | 1 | 275 | GB0001a-London (Central) | 78 | GB0001a-London (Central) | London (Central) | 14 | GB0017a-Aberdeen | Aberdeen | GB0017a | GB0017a-Aberdeen
| kWh/(m²month) | Radiation East | 14 | 21 | 31 | 55 | 106 | 72 | 78 | 70 | 50 | 35 | 17 | 12 | 15 | 5 | 184.9775 | 184.9775 | 1.8 | Heating |  |  |  |  | 2 | AT | Austria | 1000 | -- | 2 | 276 | Zone 02 - Thames Valley |  |  | 2 | 276 | GB0002a-Silsoe | 79 | GB0002a-Silsoe | Silsoe | 18 | GB0018a-Aviemore | Aviemore | GB0018a | GB0018a-Aviemore
| kWh/(m²month) | Radiation South | 30 | 33 | 39 | 61 | 101 | 66 | 72 | 82 | 67 | 60 | 28 | 27 | 50 | 10 | 207.8306 | 207.8306 | 1.1 | Cooling |  |  |  |  | 3 | AU | Australia | 97 | AU-Australia | 3 | 277 | Zone 03 - South East England | 28 | Zone 01 - London | 3 | 277 | GB0003a-London Gatwick | 80 | GB0003a-London Gatwick | London Gatwick | 15 | GB0022a-Belfast-Aldergrove | Belfast-Aldergrove | GB0022a | GB0022a-Belfast-Aldergrove
| kWh/(m²month) | Radiation West | 14 | 19 | 30 | 52 | 102 | 72 | 82 | 79 | 49 | 36 | 14 | 11 | 15 | 5 | 207.2719 | 207.2719 | 1.15 | Dehumidification |  |  |  |  | 4 | BE | Belgium | 54 | AT-Austria | 4 | 278 | Zone 04 - South England | 29 | Zone 02 - Thames Valley | 4 | 278 | GB0004a-Efford | 81 | GB0004a-Efford | Efford | 5 | GB0009a-Carlise | Carlise | GB0009a | GB0009a-Carlise
| kWh/(m²month) | Horizontal radiation | 23 | 34 | 52 | 97 | 195 | 137 | 148 | 140 | 88 | 60 | 25 | 18 | 20 | 5 | 346.8333 | 346.8333 | [6 empty] | 5 | BG | Bulgaria | 53 | BY-Belarus | 5 | 279 | Zone 05 - South West | 30 | Zone 03 - South East England | 5 | 279 | GB0005a-Exeter | 82 | GB0005a-Exeter | Exeter | 7 | GB0016a-Dundee | Dundee | GB0016a | GB0016a-Dundee
| ° C | Dew point temperature | 0.3 | -0.9 | 1.5 | 3 | 7.2 | 11.1 | 12.5 | 12.4 | 10 | 8.2 | 3.4 | -0.9 | [10 empty] | 6 | BR | Brazil | 56 | BE-Belgium | 6 | 280 | Zone 06 - Severn | 31 | Zone 04 - South England | 6 | 280 | GB0006a-Lyneham | 83 | GB0006a-Lyneham | Lyneham | 16 | GB0004a-Efford | Efford | GB0004a | GB0004a-Efford
| ° C | Sky temperature | -9.0029 | -8.5575 | -4.7431 | -1.1517 | 4.5821 | 8.7936 | 11.4562 | 11.1918 | 8.1213 | 2.9235 | -3.2977 | -6.7868 | [10 empty] | 7 | BY | Belarus | 58 | BR-Brazil | 7 | 281 | Zone 07 - Midlands | 32 | Zone 05 - South West | 7 | 281 | GB0007a-Sutton Bonnington | 84 | GB0007a-Sutton Bonnington | Sutton Bonnington | 20 | GB0010a-Eskdalemuir | Eskdalemuir | GB0010a | GB0010a-Eskdalemuir
|  | Standort 1 | Jan: Latitude °; Mar: Longitude °; May: Altitude [m]; Jul: Name of location; Aug: Standort 1; Sep: ΔTSummer [K]; Nov: Source | Heating load 1 | Heating load 2 | Cooling load 1 | Cooling load 2 | PER | [5 empty] | 8 | CA | Canada | 57 | BG-Bulgaria | 8 | 282 | Zone 08 - West Pennines | 33 | Zone 06 - Severn | 8 | 282 | GB0008a-Fairfield | 85 | GB0008a-Fairfield | Fairfield | 8 | GB0005a-Exeter | Exeter | GB0005a | GB0005a-Exeter
| ° C | Exterior temperature | [17 empty] | Household electricity |  |  |  |  | 9 | CH | Switzerland | 55 | CA-Canada | 9 | 283 | Zone 09 - NW England / SW Scotland | 34 | Zone 07 - Midlands | 9 | 283 | GB0009a-Carlise | 86 | GB0009a-Carlise | Carlise | 3 | GB0008a-Fairfield | Fairfield | GB0008a | GB0008a-Fairfield
| kWh/(m²month) | Radiation North | [17 empty] | Domestic hot water |  |  |  |  | 10 | CL | Chile | 59 | CL-Chile | 10 | 284 | Zone 10 - Borders | 35 | Zone 08 - West Pennines | 10 | 284 | GB0010a-Eskdalemuir | 87 | GB0010a-Eskdalemuir | Eskdalemuir | 6 | GB0015b-Glasgow Airport | Glasgow Airport | GB0015b | GB0015b-Glasgow Airport
| kWh/(m²month) | Radiation East | [17 empty] | Heating |  |  |  |  | 11 | CN | China | 94 | CN-China | 11 | 285 | Zone 11 - North East | 36 | Zone 09 - NW England / SW Scotland | 11 | 285 | GB0011a-Leeming | 88 | GB0011a-Leeming | Leeming | 12 | GB0013a-Hemsby | Hemsby | GB0013a | GB0013a-Hemsby
| kWh/(m²month) | Radiation South | [17 empty] | Cooling |  |  |  |  | 12 | CZ | Czech Republic | 60 | HR-Croatia | 12 | 286 | Zone 12 - East Pennines | 37 | Zone 10 - Borders | 12 | 286 | GB0012a-Waddington | 89 | GB0012a-Waddington | Waddington | 21 | GB0020a-Kirkwall Airport | Kirkwall Airport | GB0020a | GB0020a-Kirkwall Airport
| kWh/(m²month) | Radiation West | [17 empty] | Dehumidification |  |  |  |  | 13 | DE | Germany | 61 | CZ-Czech Republic | 13 | 287 | Zone 13 - East Anglia | 38 | Zone 11 - North East | 13 | 287 | GB0013a-Hemsby | 90 | GB0013a-Hemsby | Hemsby | 10 | GB0011a-Leeming | Leeming | GB0011a | GB0011a-Leeming
| kWh/(m²month) | Horizontal radiation | [22 empty] | 14 | DK | Denmark | 63 | DK-Denmark | 14 | 288 | Zone 14 - Wales | 39 | Zone 12 - East Pennines | 14 | 288 | GB0014a-Sennybridge | 91 | GB0014a-Sennybridge | Sennybridge | 17 | GB0021a-Lerwick | Lerwick | GB0021a | GB0021a-Lerwick
| ° C | Dew point temperature | [22 empty] | 15 | EE | Estonia | 68 | EE-Estonia | 15 | 289 | Zone 15 - West Scotland | 40 | Zone 13 - East Anglia | 15 | 289 | GB0015b-Glasgow Airport | 92 | GB0015b-Glasgow Airport | Glasgow Airport | 9 | GB0001a-London (Central) | London (Central) | GB0001a | GB0001a-London (Central)
| ° C | Sky temperature | [22 empty] | 16 | ES | Spain | 64 | FI-Finland | 16 | 290 | Zone 16 - East Scotland | 41 | Zone 14 - Wales | 16 | 290 | GB0016a-Dundee | 93 | GB0016a-Dundee | Dundee | 4 | GB0003a-London Gatwick | London Gatwick | GB0003a | GB0003a-London Gatwick
|  | Standort 2 | Jan: Latitude °; Mar: Longitude °; May: Altitude [m]; Jul: Name of location; Aug: Standort 2; Sep: ΔTSummer [K]; Nov: Source | Heating load 1 | Heating load 2 | Cooling load 1 | Cooling load 2 | PER | [5 empty] | 17 | FI | Finland | 65 | FR-France | 17 | 291 | Zone 17 - North East Scotland | 42 | Zone 15 - West Scotland | 17 | 291 | GB0017a-Aberdeen | 94 | GB0017a-Aberdeen | Aberdeen | 0 | GB0006a-Lyneham | Lyneham | GB0006a | GB0006a-Lyneham
| ° C | Exterior temperature | [17 empty] | Household electricity |  |  |  |  | 18 | FR | France | 92 | DE-Germany | 18 | 292 | Zone 18 - Highlands | 43 | Zone 16 - East Scotland | 18 | 292 | GB0018a-Aviemore | 95 | GB0018a-Aviemore | Aviemore | 1 | GB0014a-Sennybridge | Sennybridge | GB0014a | GB0014a-Sennybridge
| kWh/(m²month) | Radiation North | [17 empty] | Domestic hot water |  |  |  |  | 19 | GB | United Kingdom/ Britain | 66 | GR-Greece | 19 | 293 | Zone 19 - Western Isles | 44 | Zone 17 - North East Scotland | 19 | 293 | GB0019a-Stornoway | 96 | GB0019a-Stornoway | Stornoway | 19 | GB0002a-Silsoe | Silsoe | GB0002a | GB0002a-Silsoe
| kWh/(m²month) | Radiation East | [17 empty] | Heating |  |  |  |  | 20 | GR | Greece | 67 | HU-Hungary | 20 | 294 | Zone 20 - Orkney | 45 | Zone 18 - Highlands | 20 | 294 | GB0020a-Kirkwall Airport | 97 | GB0020a-Kirkwall Airport | Kirkwall Airport | 11 | GB0019a-Stornoway | Stornoway | GB0019a | GB0019a-Stornoway
| kWh/(m²month) | Radiation South | [17 empty] | Cooling |  |  |  |  | 21 | HR | Croatia | 98 | IS-Iceland | 21 | 295 | Zone 21 - Shetland | 46 | Zone 19 - Western Isles | 21 | 295 | GB0021a-Lerwick | 98 | GB0021a-Lerwick | Lerwick | 13 | GB0007a-Sutton Bonnington | Sutton Bonnington | GB0007a | GB0007a-Sutton Bonnington
| kWh/(m²month) | Radiation West | [17 empty] | Dehumidification |  |  |  |  | 22 | HU | Hungary | 69 | ID-Indonesia | 22 | 296 | Zone 22 - Northern Ireland | 47 | Zone 20 - Orkney | 22 | 296 | GB0022a-Belfast-Aldergrove | 99 | GB0022a-Belfast-Aldergrove | Belfast-Aldergrove | 2 | GB0012a-Waddington | Waddington | GB0012a | GB0012a-Waddington
| kWh/(m²month) | Horizontal radiation | [22 empty] | 23 | ID | Indonesia | 62 | IE-Ireland | 23 |  |  | 48 | Zone 21 - Shetland | 23 |  |  | 1000 | -- | ZZZZZ | 22 | -- | - |  | --
| ° C | Dew point temperature | [22 empty] | 24 | IE | Ireland | 70 | IT-Italy | 24 |  |  | 49 | Zone 22 - Northern Ireland | 24 |  |  | 1000 | -- | ZZZZZ | 22 | -- | - |  | --
| ° C | Sky temperature | [22 empty] | 25 | IS | Iceland | 72 | JP-Japan | 25 |  |  | 1000 |  | 25 |  |  | 1000 | -- | ZZZZZ | 22 | -- | - |  | --
|  | Standort 3 | Jan: Latitude °; Mar: Longitude °; May: Altitude [m]; Jul: Name of location; Aug: Standort 3; Sep: ΔTSummer [K]; Nov: Source | Heating load 1 | Heating load 2 | Cooling load 1 | Cooling load 2 | PER | [5 empty] | 26 | IT | Italy | 73 | KZ-Kazakhstan | 26 |  |  | 1000 |  | 26 |  |  | 1000 | -- | ZZZZZ | 22 | -- | - |  | --
| ° C | Exterior temperature | [17 empty] | Household electricity |  |  |  |  | 27 | JP | Japan | 71 | KR-Korea, Republic of | 27 |  |  | 1000 |  | 27 |  |  | 1000 | -- | ZZZZZ | 22 | -- | - |  | --
| kWh/(m²month) | Radiation North | [17 empty] | Domestic hot water |  |  |  |  | 28 | KR | Korea, Republic of | 74 | LV-Latvia | 28 |  |  | 1000 |  | 28 |  |  | 1000 | -- | ZZZZZ | 22 | -- | - |  | --
| kWh/(m²month) | Radiation East | [17 empty] | Heating |  |  |  |  | 29 | KZ | Kazakhstan | 75 | LT-Lithuania | 29 |  |  | 1000 |  | 29 |  |  | 1000 | -- | ZZZZZ | 22 | -- | - |  | --
| kWh/(m²month) | Radiation South | [17 empty] | Cooling |  |  |  |  | 30 | LT | Lithuania | 77 | LU-Luxembourg | 30 |  |  | 1000 |  | 30 |  |  | 1000 | -- | ZZZZZ | 22 | -- | - |  | --
| kWh/(m²month) | Radiation West | [17 empty] | Dehumidification |  |  |  |  | 31 | LU | Luxembourg | 76 | MX-Mexico | 31 |  |  | 1000 |  | 31 |  |  | 1000 | -- | ZZZZZ | 22 | -- | - |  | --
| kWh/(m²month) | Horizontal radiation | [22 empty] | 32 | LV | Latvia | 79 | NL-Netherlands | 32 |  |  | 1000 |  | 32 |  |  | 1000 | -- | ZZZZZ | 22 | -- | - |  | --
| ° C | Dew point temperature | [22 empty] | 33 | MX | Mexico | 80 | NZ-New Zealand | 33 |  |  | 1000 |  | 33 |  |  | 1000 | -- | ZZZZZ | 22 | -- | - |  | --
| ° C | Sky temperature | [22 empty] | 34 | NL | Netherlands | 78 | NO-Norway | 34 |  |  | 1000 |  | 34 |  |  | 1000 | -- | ZZZZZ | 22 | -- | - |  | --
|  | Standort 4 | Jan: Latitude °; Mar: Longitude °; May: Altitude [m]; Jul: Name of location; Aug: Standort 4; Sep: ΔTSummer [K]; Nov: Source | Heating load 1 | Heating load 2 | Cooling load 1 | Cooling load 2 | PER | [5 empty] | 35 | NO | Norway | 81 | PH-Philippines | 35 |  |  | 1000 |  | 35 |  |  | 1000 | -- | ZZZZZ | 22 | -- | - |  | --
| ° C | Exterior temperature | [17 empty] | Household electricity |  |  |  |  | 36 | NZ | New Zealand | 82 | PL-Poland | 36 |  |  | 1000 |  | 36 |  |  | 1000 | -- | ZZZZZ | 22 | -- | - |  | --
| kWh/(m²month) | Radiation North | [17 empty] | Domestic hot water |  |  |  |  | 37 | PH | Philippines | 84 | PT-Portugal | 37 |  |  | 1000 |  | 37 |  |  | 1000 | -- | ZZZZZ | 22 | -- | - |  | --
| kWh/(m²month) | Radiation East | [17 empty] | Heating |  |  |  |  | 38 | PL | Poland | 83 | RO-Romania | 38 |  |  | 1000 |  | 38 |  |  | 1000 | -- | ZZZZZ | 22 | -- | - |  | --
| kWh/(m²month) | Radiation South | [17 empty] | Cooling |  |  |  |  | 39 | PT | Portugal | 85 | RU-Russian Federation | 39 |  |  | 1000 |  | 39 |  |  | 1000 | -- | ZZZZZ | 22 | -- | - |  | --
| kWh/(m²month) | Radiation West | [17 empty] | Dehumidification |  |  |  |  | 40 | RO | Romania | 86 | RS-Serbia | 40 |  |  | 1000 |  | 40 |  |  | 1000 | -- | ZZZZZ | 22 | -- | - |  | --
| kWh/(m²month) | Horizontal radiation | [22 empty] | 41 | RS | Serbia | 87 | SK-Slovakia | 41 |  |  | 1000 |  | 41 |  |  | 1000 | -- | ZZZZZ | 22 | -- | - |  | --
| ° C | Dew point temperature | [22 empty] | 42 | RU | Russian Federation | 88 | ES-Spain | 42 |  |  | 1000 |  | 42 |  |  | 1000 | -- | ZZZZZ | 22 | -- | - |  | --
| ° C | Sky temperature | [22 empty] | 43 | SE | Sweden | 90 | SE-Sweden | 43 |  |  | 1000 |  | 43 |  |  | 1000 | -- | ZZZZZ | 22 | -- | - |  | --
|  | Standort 5 | Jan: Latitude °; Mar: Longitude °; May: Altitude [m]; Jul: Name of location; Aug: Standort 5; Sep: ΔTSummer [K]; Nov: Source | Heating load 1 | Heating load 2 | Cooling load 1 | Cooling load 2 | PER | [5 empty] | 44 | SK | Slovakia | 89 | CH-Switzerland | 44 |  |  | 1000 |  | 44 |  |  | 1000 | -- | ZZZZZ | 22 | -- | - |  | --
| ° C | Exterior temperature | [17 empty] | Household electricity |  |  |  |  | 45 | SY | Syrian Arab Republic | 93 | SY-Syrian Arab Republic | 45 |  |  | 1000 |  | 45 |  |  | 1000 | -- | ZZZZZ | 22 | -- | - |  | --
| kWh/(m²month) | Radiation North | [17 empty] | Domestic hot water |  |  |  |  | 46 | UA | Ukraine | 91 | UA-Ukraine | 46 |  |  | 1000 |  | 46 |  |  | 1000 | -- | ZZZZZ | 22 | -- | - |  | --
| kWh/(m²month) | Radiation East | [17 empty] | Heating |  |  |  |  | 47 | US | United States of America | 95 | AE-United Arab Emirates | 47 |  |  | 1000 |  | 47 |  |  | 1000 | -- | ZZZZZ | 22 | -- | - |  | --
| kWh/(m²month) | Radiation South | [17 empty] | Cooling |  |  |  |  | 48 |  |  | 96 | GB-United Kingdom/ Britain | 48 |  |  | 1000 |  | 48 |  |  | 1000 | -- | ZZZZZ | 22 | -- | - |  | --
| kWh/(m²month) | Radiation West | [17 empty] | Dehumidification |  |  |  |  | 49 |  |  | 99 | US-United States of America | 49 |  |  | 1000 |  | 49 |  |  | 1000 | -- | ZZZZZ | 22 | -- | - |  | --
| kWh/(m²month) | Horizontal radiation | [22 empty] | 50 |  |  | 1000 | -- | 50 |  |  | 1000 |  | 50 |  |  | 1000 | -- | ZZZZZ | 22 | -- | - |  | --
| ° C | Dew point temperature | [22 empty] | 51 |  |  | 1000 | -- | 51 |  |  | 1000 |  | 51 |  |  | 1000 | -- | ZZZZZ | 22 | -- | - |  | --
| ° C | Sky temperature | [22 empty] | 52 |  |  | 1000 | -- | 52 |  |  | 1000 |  | 52 |  |  | 1000 | -- | ZZZZZ | 22 | -- | - |  | --
|  | Standort 6 | Jan: Latitude °; Mar: Longitude °; May: Altitude [m]; Jul: Name of location; Aug: Standort 6; Sep: ΔTSummer [K]; Nov: Source | Heating load 1 | Heating load 2 | Cooling load 1 | Cooling load 2 | PER | [5 empty] | 53 |  |  | 1000 | -- |  |  |  | 1000 |  | 53 |  |  | 1000 | -- | ZZZZZ | 22 | -- | - |  | --
| ° C | Exterior temperature | [17 empty] | Household electricity |  |  |  |  | 54 |  |  | 1000 | -- |  |  |  | 1000 |  | 54 |  |  | 1000 | -- | ZZZZZ | 22 | -- | - |  | --
| kWh/(m²month) | Radiation North | [17 empty] | Domestic hot water |  |  |  |  | 55 |  |  | 1000 | -- | [5 empty] | 55 |  |  | 1000 | -- | ZZZZZ | 22 | -- | - |  | --
| kWh/(m²month) | Radiation East | [17 empty] | Heating |  |  |  |  | 56 |  |  | 1000 | -- | [5 empty] | 56 |  |  | 1000 | -- | ZZZZZ | 22 | -- | - |  | --
| kWh/(m²month) | Radiation South | [17 empty] | Cooling |  |  |  |  | 57 |  |  | 1000 | -- | [5 empty] | 57 |  |  | 1000 | -- | ZZZZZ | 22 | -- | - |  | --
| kWh/(m²month) | Radiation West | [17 empty] | Dehumidification |  |  |  |  | 58 |  |  | 1000 | -- | [5 empty] | 58 |  |  | 1000 | -- | ZZZZZ | 22 | -- | - |  | --
| kWh/(m²month) | Horizontal radiation | [22 empty] | 59 |  |  | 1000 | -- | [5 empty] | 59 |  |  | 1000 | -- | ZZZZZ | 22 | -- | - |  | --
| ° C | Dew point temperature | [22 empty] | 60 |  |  | 1000 | -- | [5 empty] | 60 |  |  | 1000 | -- | ZZZZZ | 22 | -- | - |  | --
| ° C | Sky temperature | [22 empty] | 61 |  |  | 1000 | -- | [5 empty] | 61 |  |  | 1000 | -- | ZZZZZ | 22 | -- | - |  | --
|  | Standort 7 | Jan: Latitude °; Mar: Longitude °; May: Altitude [m]; Jul: Name of location; Aug: Standort 7; Sep: ΔTSummer [K]; Nov: Source | Heating load 1 | Heating load 2 | Cooling load 1 | Cooling load 2 | PER | [5 empty] | 62 |  |  | 1000 | -- | [5 empty] | 62 |  |  | 1000 | -- | ZZZZZ | 22 | -- | - |  | --
| ° C | Exterior temperature | [17 empty] | Household electricity |  |  |  |  | 63 |  |  | 1000 | -- | [5 empty] | 63 |  |  | 1000 | -- | ZZZZZ | 22 | -- | - |  | --
| kWh/(m²month) | Radiation North | [17 empty] | Domestic hot water |  |  |  |  | 64 |  |  | 1000 | -- | [5 empty] | 64 |  |  | 1000 | -- | ZZZZZ | 22 | -- | - |  | --
| kWh/(m²month) | Radiation East | [17 empty] | Heating |  |  |  |  | 65 |  |  | 1000 | -- | [5 empty] | 65 |  |  | 1000 | -- | ZZZZZ | 22 | -- | - |  | --
| kWh/(m²month) | Radiation South | [17 empty] | Cooling |  |  |  |  | 66 |  |  | 1000 | -- | [5 empty] | 66 |  |  | 1000 | -- | ZZZZZ | 22 | -- | - |  | --
| kWh/(m²month) | Radiation West | [17 empty] | Dehumidification |  |  |  |  | 67 |  |  | 1000 | -- | [5 empty] | 67 |  |  | 1000 | -- | ZZZZZ | 22 | -- | - |  | --
| kWh/(m²month) | Horizontal radiation | [22 empty] | 68 |  |  | 1000 | -- | [5 empty] | 68 |  |  | 1000 | -- | ZZZZZ | 22 | -- | - |  | --
| ° C | Dew point temperature | [22 empty] | 69 |  |  | 1000 | -- | [5 empty] | 69 |  |  | 1000 | -- | ZZZZZ | 22 | -- | - |  | --
| ° C | Sky temperature | [22 empty] | 70 |  |  | 1000 | -- | [5 empty] | 70 |  |  | 1000 | -- | ZZZZZ | 22 | -- | - |  | --
|  | Standort 8 | Jan: Latitude °; Mar: Longitude °; May: Altitude [m]; Jul: Name of location; Aug: Standort 8; Sep: ΔTSummer [K]; Nov: Source | Heating load 1 | Heating load 2 | Cooling load 1 | Cooling load 2 | PER | [5 empty] | 71 |  |  | 1000 | -- | [5 empty] | 71 |  |  | 1000 | -- | ZZZZZ | 22 | -- | - |  | --
| ° C | Exterior temperature | [17 empty] | Household electricity |  |  |  |  | 72 |  |  | 1000 | -- | [5 empty] | 72 |  |  | 1000 | -- | ZZZZZ | 22 | -- | - |  | --
| kWh/(m²month) | Radiation North | [17 empty] | Domestic hot water |  |  |  |  | 73 |  |  | 1000 | -- | [5 empty] | 73 |  |  | 1000 | -- | ZZZZZ | 22 | -- | - |  | --
| kWh/(m²month) | Radiation East | [17 empty] | Heating |  |  |  |  | 74 |  |  | 1000 | -- | [5 empty] | 74 |  |  | 1000 | -- | ZZZZZ | 22 | -- | - |  | --
| kWh/(m²month) | Radiation South | [17 empty] | Cooling |  |  |  |  | 75 |  |  | 1000 | -- | [5 empty] | 75 |  |  | 1000 | -- | ZZZZZ | 22 | -- | - |  | --
| kWh/(m²month) | Radiation West | [17 empty] | Dehumidification |  |  |  |  | 76 |  |  | 1000 | -- | [5 empty] | 76 |  |  | 1000 | -- | ZZZZZ | 22 | -- | - |  | --
| kWh/(m²month) | Horizontal radiation | [22 empty] | 77 |  |  | 1000 | -- | [5 empty] | 77 |  |  | 1000 | -- | ZZZZZ | 22 | -- | - |  | --
| ° C | Dew point temperature | [22 empty] | 78 |  |  | 1000 | -- | [5 empty] | 78 |  |  | 1000 | -- | ZZZZZ | 22 | -- | - |  | --
| ° C | Sky temperature | [22 empty] | 79 |  |  | 1000 | -- | [5 empty] | 79 |  |  | 1000 | -- | ZZZZZ | 22 | -- | - |  | --
|  | Standort 9 | Jan: Latitude °; Mar: Longitude °; May: Altitude [m]; Jul: Name of location; Aug: Standort 9; Sep: ΔTSummer [K]; Nov: Source | Heating load 1 | Heating load 2 | Cooling load 1 | Cooling load 2 | PER | [5 empty] | 80 |  |  | 1000 | -- | [5 empty] | 80 |  |  | 1000 | -- | ZZZZZ | 22 | -- | - |  | --
| ° C | Exterior temperature | [17 empty] | Household electricity |  |  |  |  | 81 |  |  | 1000 | -- | [5 empty] | 81 |  |  | 1000 | -- | ZZZZZ | 22 | -- | - |  | --
| kWh/(m²month) | Radiation North | [17 empty] | Domestic hot water |  |  |  |  | 82 |  |  | 1000 | -- | [5 empty] | 82 |  |  | 1000 | -- | ZZZZZ | 22 | -- | - |  | --
| kWh/(m²month) | Radiation East | [17 empty] | Heating |  |  |  |  | 83 |  |  | 1000 | -- | [5 empty] | 83 |  |  | 1000 | -- | ZZZZZ | 22 | -- | - |  | --
| kWh/(m²month) | Radiation South | [17 empty] | Cooling |  |  |  |  | 84 |  |  | 1000 | -- | [5 empty] | 84 |  |  | 1000 | -- | ZZZZZ | 22 | -- | - |  | --
| kWh/(m²month) | Radiation West | [17 empty] | Dehumidification |  |  |  |  | 85 |  |  | 1000 | -- | [5 empty] | 85 |  |  | 1000 | -- | ZZZZZ | 22 | -- | - |  | --
| kWh/(m²month) | Horizontal radiation | [22 empty] | 86 |  |  | 1000 | -- | [5 empty] | 86 |  |  | 1000 | -- | ZZZZZ | 22 | -- | - |  | --
| ° C | Dew point temperature | [22 empty] | 87 |  |  | 1000 | -- | [5 empty] | 87 |  |  | 1000 | -- | ZZZZZ | 22 | -- | - |  | --
| ° C | Sky temperature | [22 empty] | 88 |  |  | 1000 | -- | [5 empty] | 88 |  |  | 1000 | -- | ZZZZZ | 22 | -- | - |  | --
|  | Standort 10 | Jan: Latitude °; Mar: Longitude °; May: Altitude [m]; Jul: Name of location; Aug: Standort 10; Sep: ΔTSummer [K]; Nov: Source | Heating load 1 | Heating load 2 | Cooling load 1 | Cooling load 2 | PER | [5 empty] | 89 |  |  | 1000 | -- | [5 empty] | 89 |  |  | 1000 | -- | ZZZZZ | 22 | -- | - |  | --
| ° C | Exterior temperature | [17 empty] | Household electricity |  |  |  |  | 90 |  |  | 1000 | -- | [5 empty] | 90 |  |  | 1000 | -- | ZZZZZ | 22 | -- | - |  | --
| kWh/(m²month) | Radiation North | [17 empty] | Domestic hot water |  |  |  |  | 91 |  |  | 1000 | -- | [5 empty] | 91 |  |  | 1000 | -- | ZZZZZ | 22 | -- | - |  | --
| kWh/(m²month) | Radiation East | [17 empty] | Heating |  |  |  |  | 92 |  |  | 1000 | -- | [5 empty] | 92 |  |  | 1000 | -- | ZZZZZ | 22 | -- | - |  | --
| kWh/(m²month) | Radiation South | [17 empty] | Cooling |  |  |  |  | 93 |  |  | 1000 | -- | [5 empty] | 93 |  |  | 1000 | -- | ZZZZZ | 22 | -- | - |  | --
| kWh/(m²month) | Radiation West | [17 empty] | Dehumidification |  |  |  |  | 94 |  |  | 1000 | -- | [5 empty] | 94 |  |  | 1000 | -- | ZZZZZ | 22 | -- | - |  | --
| kWh/(m²month) | Horizontal radiation | [22 empty] | 95 |  |  | 1000 | -- | [5 empty] | 95 |  |  | 1000 | -- | ZZZZZ | 22 | -- | - |  | --
| ° C | Dew point temperature | [22 empty] | 96 |  |  | 1000 | -- | [5 empty] | 96 |  |  | 1000 | -- | ZZZZZ | 22 | -- | - |  | --
| ° C | Sky temperature | [22 empty] | 97 |  |  | 1000 | -- | [5 empty] | 97 |  |  | 1000 | -- | ZZZZZ | 22 | -- | - |  | --
|  | Standort 11 | Jan: Latitude °; Mar: Longitude °; May: Altitude [m]; Jul: Name of location; Aug: Standort 11; Sep: ΔTSummer [K]; Nov: Source | Heating load 1 | Heating load 2 | Cooling load 1 | Cooling load 2 | PER | [5 empty] | 98 |  |  | 1000 | -- | [5 empty] | 98 |  |  | 1000 | -- | ZZZZZ | 22 | -- | - |  | --
| ° C | Exterior temperature | [17 empty] | Household electricity |  |  |  |  | 99 |  |  | 1000 | -- | [5 empty] | 99 |  |  | 1000 | -- | ZZZZZ | 22 | -- | - |  | --
| kWh/(m²month) | Radiation North | [17 empty] | Domestic hot water |  |  |  |  | 100 |  |  | 1000 | -- | [5 empty] | 100 |  |  | 1000 | -- | ZZZZZ | 22 | -- | - |  | --
| kWh/(m²month) | Radiation East | [17 empty] | Heating
| kWh/(m²month) | Radiation South | [17 empty] | Cooling
| kWh/(m²month) | Radiation West | [17 empty] | Dehumidification
| kWh/(m²month) | Horizontal radiation
| ° C | Dew point temperature
| ° C | Sky temperature
|  | Standort 12 | Jan: Latitude °; Mar: Longitude °; May: Altitude [m]; Jul: Name of location; Aug: Standort 12; Sep: ΔTSummer [K]; Nov: Source | Heating load 1 | Heating load 2 | Cooling load 1 | Cooling load 2 | PER
| ° C | Exterior temperature | [17 empty] | Household electricity
| kWh/(m²month) | Radiation North | [17 empty] | Domestic hot water
| kWh/(m²month) | Radiation East | [17 empty] | Heating
| kWh/(m²month) | Radiation South | [17 empty] | Cooling
| kWh/(m²month) | Radiation West | [17 empty] | Dehumidification
| kWh/(m²month) | Horizontal radiation
| ° C | Dew point temperature
| ° C | Sky temperature
|  | Standort 13 | Jan: Latitude °; Mar: Longitude °; May: Altitude [m]; Jul: Name of location; Aug: Standort 13; Sep: ΔTSummer [K]; Nov: Source | Heating load 1 | Heating load 2 | Cooling load 1 | Cooling load 2 | PER
| ° C | Exterior temperature | [17 empty] | Household electricity
| kWh/(m²month) | Radiation North | [17 empty] | Domestic hot water
| kWh/(m²month) | Radiation East | [17 empty] | Heating
| kWh/(m²month) | Radiation South | [17 empty] | Cooling
| kWh/(m²month) | Radiation West | [17 empty] | Dehumidification
| kWh/(m²month) | Horizontal radiation
| ° C | Dew point temperature
| ° C | Sky temperature
|  | Standort 14 | Jan: Latitude °; Mar: Longitude °; May: Altitude [m]; Jul: Name of location; Aug: Standort 14; Sep: ΔTSummer [K]; Nov: Source | Heating load 1 | Heating load 2 | Cooling load 1 | Cooling load 2 | PER
| ° C | Exterior temperature | [17 empty] | Household electricity
| kWh/(m²month) | Radiation North | [17 empty] | Domestic hot water
| kWh/(m²month) | Radiation East | [17 empty] | Heating
| kWh/(m²month) | Radiation South | [17 empty] | Cooling
| kWh/(m²month) | Radiation West | [17 empty] | Dehumidification
| kWh/(m²month) | Horizontal radiation
| ° C | Dew point temperature
| ° C | Sky temperature
|  | Standort 15 | Jan: Latitude °; Mar: Longitude °; May: Altitude [m]; Jul: Name of location; Aug: Standort 15; Sep: ΔTSummer [K]; Nov: Source | Heating load 1 | Heating load 2 | Cooling load 1 | Cooling load 2 | PER
| ° C | Exterior temperature | [17 empty] | Household electricity
| kWh/(m²month) | Radiation North | [17 empty] | Domestic hot water
| kWh/(m²month) | Radiation East | [17 empty] | Heating
| kWh/(m²month) | Radiation South | [17 empty] | Cooling
| kWh/(m²month) | Radiation West | [17 empty] | Dehumidification
| kWh/(m²month) | Horizontal radiation
| ° C | Dew point temperature
| ° C | Sky temperature
|  | Standort 16 | Jan: Latitude °; Mar: Longitude °; May: Altitude [m]; Jul: Name of location; Aug: Standort 16; Sep: ΔTSummer [K]; Nov: Source | Heating load 1 | Heating load 2 | Cooling load 1 | Cooling load 2 | PER
| ° C | Exterior temperature | [17 empty] | Household electricity
| kWh/(m²month) | Radiation North | [17 empty] | Domestic hot water
| kWh/(m²month) | Radiation East | [17 empty] | Heating
| kWh/(m²month) | Radiation South | [17 empty] | Cooling
| kWh/(m²month) | Radiation West | [17 empty] | Dehumidification
| kWh/(m²month) | Horizontal radiation
| ° C | Dew point temperature
| ° C | Sky temperature
Ende
| Distanzen |  | Feb: 22; Mar: 22; Apr: 47 | [129 empty] | <------ Nicht ins PHPP verknüpft -----> | [6 empty] | Ende
| ...zu angegeben | … zu aktuellem Datensatz | Feb: Stadt-Index; Mar: Region-Index; Apr: Land-Index |  | nicht sichtbar im PHPP |  |  |  |  | Monatsmitteltemperatur °C | Monatsmitteltemperatur °C | Monatsmitteltemperatur °C | Monatsmitteltemperatur °C | Monatsmitteltemperatur °C | Monatsmitteltemperatur °C | Monatsmitteltemperatur °C | Monatsmitteltemperatur °C | Monatsmitteltemperatur °C | Monatsmitteltemperatur °C | Monatsmitteltemperatur °C | Monatsmitteltemperatur °C | Solarstrahlung N kWh/mon | Solarstrahlung N kWh/mon | Solarstrahlung N kWh/mon | Solarstrahlung N kWh/mon | Solarstrahlung N kWh/mon | Solarstrahlung N kWh/mon | Solarstrahlung N kWh/mon | Solarstrahlung N kWh/mon | Solarstrahlung N kWh/mon | Solarstrahlung N kWh/mon | Solarstrahlung N kWh/mon | Solarstrahlung N kWh/mon | Solarstrahlung O kWh/mon | Solarstrahlung O kWh/mon | Solarstrahlung O kWh/mon | Solarstrahlung O kWh/mon | Solarstrahlung O kWh/mon | Solarstrahlung O kWh/mon | Solarstrahlung O kWh/mon | Solarstrahlung O kWh/mon | Solarstrahlung O kWh/mon | Solarstrahlung O kWh/mon | Solarstrahlung O kWh/mon | Solarstrahlung O kWh/mon | Solarstrahlung S kWh/mon | Solarstrahlung S kWh/mon | Solarstrahlung S kWh/mon | Solarstrahlung S kWh/mon | Solarstrahlung S kWh/mon | Solarstrahlung S kWh/mon | Solarstrahlung S kWh/mon | Solarstrahlung S kWh/mon | Solarstrahlung S kWh/mon | Solarstrahlung S kWh/mon | Solarstrahlung S kWh/mon | Solarstrahlung S kWh/mon | Solarstrahlung W kWh/mon | Solarstrahlung W kWh/mon | Solarstrahlung W kWh/mon | Solarstrahlung W kWh/mon | Solarstrahlung W kWh/mon | Solarstrahlung W kWh/mon | Solarstrahlung W kWh/mon | Solarstrahlung W kWh/mon | Solarstrahlung W kWh/mon | Solarstrahlung W kWh/mon | Solarstrahlung W kWh/mon | Solarstrahlung W kWh/mon | Solarstrahlung horizontal kWh/mon | Solarstrahlung horizontal kWh/mon | Solarstrahlung horizontal kWh/mon | Solarstrahlung horizontal kWh/mon | Solarstrahlung horizontal kWh/mon | Solarstrahlung horizontal kWh/mon | Solarstrahlung horizontal kWh/mon | Solarstrahlung horizontal kWh/mon | Solarstrahlung horizontal kWh/mon | Solarstrahlung horizontal kWh/mon | Solarstrahlung horizontal kWh/mon | Solarstrahlung horizontal kWh/mon | Taupunkt °C | Taupunkt °C | Taupunkt °C | Taupunkt °C | Taupunkt °C | Taupunkt °C | Taupunkt °C | Taupunkt °C | Taupunkt °C | Taupunkt °C | Taupunkt °C | Taupunkt °C | Himmelstemperatur °C | Himmelstemperatur °C | Himmelstemperatur °C | Himmelstemperatur °C | Himmelstemperatur °C | Himmelstemperatur °C | Himmelstemperatur °C | Himmelstemperatur °C | Himmelstemperatur °C | Himmelstemperatur °C | Himmelstemperatur °C | Himmelstemperatur °C | HEIZLAST 1 | HEIZLAST 1 | HEIZLAST 1 | HEIZLAST 1 | HEIZLAST 1 | HEIZLAST 1 | HEIZLAST 2 | HEIZLAST 2 | HEIZLAST 2 | HEIZLAST 2 | HEIZLAST 2 | HEIZLAST 2 | KÜHLLAST 1 | KÜHLLAST 1 | KÜHLLAST 1 | KÜHLLAST 1 | KÜHLLAST 1 | KÜHLLAST 1 | KÜHLLAST 1 | KÜHLLAST 2 | KÜHLLAST 2 | KÜHLLAST 2 | KÜHLLAST 2 | KÜHLLAST 2 | KÜHLLAST 2 | KÜHLLAST 2 | Tagestemp | Tagestemp | Mittlere Windgeschwindigkeit | PER | PER | PER | PER | PER | Ende
| Koordinaten [km] | [km] |  |  | GB | 0 |  |  | anzeigen? | stand | Code | Land | Region | Standort | Kommentar 1 (Quelle) | Kommentar 2 (intern) | Breite ° | Länge ° | Meereshöhe m | Temperaturschwankung Sommer °C | Jan | Feb | Mrz | Apr | Mai | Jun | Jul | Aug | Sep | Okt | Nov | Dez | Jan | Feb | Mrz | Apr | Mai | Jun | Jul | Aug | Sep | Okt | Nov | Dez | Jan | Feb | Mrz | Apr | Mai | Jun | Jul | Aug | Sep | Okt | Nov | Dez | Jan | Feb | Mrz | Apr | Mai | Jun | Jul | Aug | Sep | Okt | Nov | Dez | Jan | Feb | Mrz | Apr | Mai | Jun | Jul | Aug | Sep | Okt | Nov | Dez | Jan | Feb | Mrz | Apr | Mai | Jun | Jul | Aug | Sep | Okt | Nov | Dez | Jan | Feb | Mrz | Apr | Mai | Jun | Jul | Aug | Sep | Okt | Nov | Dez | Jan | Feb | Mrz | Apr | Mai | Jun | Jul | Aug | Sep | Okt | Nov | Dez | ATemp [°C] | Nord [W/m²] | Ost [W/m²] | Süd [W/m²] | West [W/m²] | Hori [W/m²] | ATemp [°C] | Nord [W/m²] | Ost [W/m²] | Süd [W/m²] | West [W/m²] | Hori [W/m²] | ATemp [°C] | Nord [W/m²] | Ost [W/m²] | Süd [W/m²] | West [W/m²] | Hori [W/m²] | Taupunkt [°C] | ATemp [°C] | Nord [W/m²] | Ost [W/m²] | Süd [W/m²] | West [W/m²] | Hori [W/m²] | Taupunkt [°C] | MIN [°C] | MAX [°C] | [m/s] | HH | WW | Hz | Kue | Entf | Ende
km entfernt | ------- | ------- | ------- | ------- | ------- | ------- | ------- | Aktueller Datensatz für Export | [142 empty] | Ende
| ------- | ------- | ------- | ------- | ------- | ------- | ------- | aktuell: | - |  | 0013a | GB | - | Hemsby | The area of the utilisation zones is greater than the treated floor area. | - | 52.683 | 1.683 | 13 | 10.2 | 4.912 | 5.412 | 6.912 | 9.012 | 12.112 | 15.212 | 16.712 | 17.412 | 14.912 | 11.312 | 7.612 | 5.212 | 7 | 11 | 21 | 32 | 44 | 52 | 49 | 38 | 24 | 16 | 8 | 5 | 15 | 27 | 48 | 72 | 100 | 96 | 99 | 85 | 55 | 34 | 18 | 11 | 44 | 63 | 84 | 94 | 100 | 88 | 93 | 100 | 85 | 74 | 50 | 38 | 17 | 27 | 50 | 74 | 90 | 92 | 93 | 86 | 56 | 39 | 20 | 13 | 21 | 38 | 74 | 115 | 157 | 155 | 156 | 136 | 86 | 54 | 26 | 16 | 2.5 | 2.3 | 3.6 | 4.8 | 7.7 | 10.6 | 12.3 | 13.1 | 11.2 | 8.3 | 5.5 | 3 | -4.5 | -4.9 | -3.3 | -2.2 | 1.1 | 4.3 | 6.5 | 7.4 | 5.8 | 2.3 | -1.1 | -3.8 | -0.288 | 6 | 11 | 43 | 15 | 18 | 2.012 | 5 | 6 | 13 | 9 | 12 | 19.612 | 53 | 119 | 140 | 125 | 186 | 16.1 | [7 empty] | - | - | - | 1.29 | 1.29 | 1.67 | 0.92 | 1.04 | Ende
| - | - | ------- | ------- | ------- | ------- | ------- | Import aus anderem PHPP oder designPH bzw. eigen Daten im Zeilenformat | [142 empty] | Ende
| - | - | ------ | - | - | - | - | Import 1: | - | x | [140 empty] | Ende
| - | - | ------ | - | - | - | - | Import 2: | - | x | [140 empty] | Ende
| - | - | ------ | - | - | - | - | Import 3: | - | x | [140 empty] | Ende
| - | - | ------ | - | - | - | - | Import 4: | - | x | [140 empty] | Ende
| - | - | ------ | - | - | - | - | Import 5: | - | x | [140 empty] | Ende
| - | - | ------ | - | - | - | - | Import 6: | - | x | [140 empty] | Ende
| - | - | ------ | - | - | - | - | Import 7: | - | x | [140 empty] | Ende
| - | - | ------ | - | - | - | - | Import 8: | - | x | [140 empty] | Ende
| - | - | ------ | - | - | - | - | Import 9: | - | x | [140 empty] | Ende
| - | - | ------ | - | - | - | - | Import 10: | - | x | [140 empty] | Ende
| - | - | [5 empty] | User Data | [142 empty] | Ende
| 609.2267 | 535.5926 | ud---00-Muster | - | ------- | ------- | ud---00 | ud 0: | x | x | ---00 | ud | - | Muster | Text |  | 50.2 | 8.3 | 112 | 5.7 | 0.9 | 2 | 5.3 | 8.4 | 16.2 | 16.7 | 18.7 | 19.6 | 14.7 | 11 | 5.9 | 1.7 | 9 | 15 | 23 | 41 | 56 | 50 | 49 | 43 | 31 | 21 | 11 | 7 | 14 | 21 | 31 | 55 | 106 | 72 | 78 | 70 | 50 | 35 | 17 | 12 | 30 | 33 | 39 | 61 | 101 | 66 | 72 | 82 | 67 | 60 | 28 | 27 | 14 | 19 | 30 | 52 | 102 | 72 | 82 | 79 | 49 | 36 | 14 | 11 | 23 | 34 | 52 | 97 | 195 | 137 | 148 | 140 | 88 | 60 | 25 | 18 | 0.3 | -0.9 | 1.5 | 3 | 7.2 | 11.1 | 12.5 | 12.4 | 10 | 8.2 | 3.4 | -0.9 | -9.0029 | -8.5575 | -4.7431 | -1.1517 | 4.5821 | 8.7936 | 11.4562 | 11.1918 | 8.1213 | 2.9235 | -3.2977 | -6.7868 | -6 | 10 | 15 | 50 | 15 | 20 | -2 | 5 | 5 | 10 | 5 | 5 | 25.072 | 103.5601 | 184.9775 | 207.8306 | 207.2719 | 346.8333 |  | 25.072 | 103.5601 | 184.9775 | 207.8306 | 207.2719 | 346.8333 |  | - | - | - | 1.3 | 1.3 | 1.8 | 1.1 | 1.15 | Ende
| - | - | ud---01-Standort 1 | - | ------- | ------- | ud---01 | ud 1: | x | x | ---01 | ud | - | Standort 1 | [128 empty] | - | - | - | [5 empty] | Ende
| - | - | ud---02-Standort 2 | - | ------- | ------- | ud---02 | ud 2: | x | x | ---02 | ud | - | Standort 2 | [128 empty] | - | - | - | [5 empty] | Ende
| - | - | ud---03-Standort 3 | - | ------- | ------- | ud---03 | ud 3: | x | x | ---03 | ud | - | Standort 3 | [128 empty] | - | - | - | [5 empty] | Ende
| - | - | ud---04-Standort 4 | - | ------- | ------- | ud---04 | ud 4: | x | x | ---04 | ud | - | Standort 4 | [128 empty] | - | - | - | [5 empty] | Ende
| - | - | ud---05-Standort 5 | - | ------- | ------- | ud---05 | ud 5: | x | x | ---05 | ud | - | Standort 5 | [128 empty] | - | - | - | [5 empty] | Ende
| - | - | ud---06-Standort 6 | - | ------- | ------- | ud---06 | ud 6: | x | x | ---06 | ud | - | Standort 6 | [128 empty] | - | - | - | [5 empty] | Ende
| - | - | ud---07-Standort 7 | - | ------- | ------- | ud---07 | ud 7: | x | x | ---07 | ud | - | Standort 7 | [128 empty] | - | - | - | [5 empty] | Ende
| - | - | ud---08-Standort 8 | - | ------- | ------- | ud---08 | ud 8: | x | x | ---08 | ud | - | Standort 8 | [128 empty] | - | - | - | [5 empty] | Ende
| - | - | ud---09-Standort 9 | - | ------- | ------- | ud---09 | ud 9: | x | x | ---09 | ud | - | Standort 9 | [128 empty] | - | - | - | [5 empty] | Ende
| - | - | ud---10-Standort 10 | - | ------- | ------- | ud---10 | ud 10: | x | x | ---10 | ud | - | Standort 10 | [128 empty] | - | - | - | [5 empty] | Ende
| - | - | ud---11-Standort 11 | - | ------- | ------- | ud---11 | ud 11: | x | x | ---11 | ud | - | Standort 11 | [128 empty] | - | - | - | [5 empty] | Ende
| - | - | ud---12-Standort 12 | - | ------- | ------- | ud---12 | ud 12: | x | x | ---12 | ud | - | Standort 12 | [128 empty] | - | - | - | [5 empty] | Ende
| - | - | ud---13-Standort 13 | - | ------- | ------- | ud---13 | ud 13: | x | x | ---13 | ud | - | Standort 13 | [128 empty] | - | - | - | [5 empty] | Ende
| - | - | ud---14-Standort 14 | - | ------- | ------- | ud---14 | ud 14: | x | x | ---14 | ud | - | Standort 14 | [128 empty] | - | - | - | [5 empty] | Ende
| - | - | ud---15-Standort 15 | - | ------- | ------- | ud---15 | ud 15: | x | x | ---15 | ud | - | Standort 15 | [128 empty] | - | - | - | [5 empty] | Ende
| - | - | ud---16-Standort 16 | - | ------- | ------- | ud---16 | ud 16: | x | x | ---16 | ud | - | Standort 16 | [128 empty] | - | - | - | [5 empty] | Ende
| - | - | [5 empty] | Nationale PHPP Daten (vom PHI / Übersetzer) | [142 empty] | Ende
| 5474.8178 | 5384.913 | AE0001a-Dubai | - | - | 1 | AE0001a | PHI Datenbank - Stand 22.9.2014 | x | x | 0001a | AE |  | Dubai | Verschiedene Quellen; Vergleich & Bearbeitung durch ZEPHIR Passivhaus Italia & PHI | 2015 PHI & ZEPHIR | 25.25 | 55.33 | 6 | 8.9 | 19.8 | 21.2 | 24.1 | 28.2 | 32.6 | 34.3 | 36 | 36 | 33.7 | 30.4 | 26 | 21.9 | 35 | 37 | 48 | 52 | 66 | 74 | 70 | 57 | 47 | 42 | 35 | 33 | 71 | 79 | 97 | 107 | 120 | 114 | 110 | 109 | 103 | 97 | 80 | 69 | 141 | 129 | 117 | 86 | 66 | 56 | 61 | 77 | 107 | 144 | 151 | 144 | 71 | 82 | 98 | 106 | 119 | 116 | 110 | 108 | 105 | 98 | 79 | 70 | 121 | 135 | 171 | 192 | 222 | 215 | 205 | 201 | 184 | 167 | 132 | 114 | 11.3 | 12.2 | 13 | 13.9 | 16.5 | 20.8 | 22.3 | 21.8 | 22 | 19.4 | 16.2 | 13.5 | 6.3 | 6.7 | 9.5 | 10.9 | 14.1 | 18.3 | 19.7 | 19.8 | 19.3 | 16.3 | 12.9 | 9.5 | 16.8 | 15 | 50 | 102 | 47 | 93 | 20.1 | 10 | 27 | 45 | 27 | 53 | 39.1 | 101 | 173 | 110 | 173 | 341 | 23.7 | 36.9 | 70 | 161 | 184 | 161 | 302 | 25 |  |  |  | 1.2 | 1.13 | 0.66 | 1.43 | 1.18 | Ende
| 1263.2474 | 1182.496 | AT0001a-Eisenstadt | - | - | 2 | AT0001a |  | x | x | 0001a | AT | Burgenland | Eisenstadt | Quelle: ZAMG | 2007 PHI. | 47.85 | 16.53 | 190 | 9.5 | -1 | 1.1 | 5.2 | 10 | 14.6 | 17.8 | 19.9 | 19.2 | 15.8 | 10.2 | 4.6 | 0.7 | 9 | 13 | 22 | 30 | 44 | 49 | 45 | 38 | 26 | 18 | 11 | 8 | 21 | 28 | 54 | 72 | 86 | 98 | 98 | 89 | 64 | 43 | 22 | 17 | 51 | 65 | 88 | 96 | 94 | 86 | 97 | 98 | 98 | 91 | 57 | 47 | 19 | 32 | 55 | 72 | 94 | 87 | 99 | 88 | 63 | 47 | 25 | 16 | 30 | 45 | 84 | 122 | 157 | 163 | 173 | 145 | 102 | 67 | 35 | 23 | -4 | -2.9 | 0.3 | 3.2 | 8.1 | 11.2 | 12.5 | 12.7 | 10.3 | 6 | 1.4 | -2.4 | -15.2109 | -13.5267 | -8.7143 | -4.4619 | 2.4984 | 6.7623 | 8.5193 | 8.7881 | 5.5352 | -0.45078 | -7.0893 | -12.7662 | -5.3 | 15 | 35 | 80 | 30 | 40 | -4.6 | 10 | 10 | 15 | 10 | 15 | 25 | 100 | 210 | 180 | 200 | 340 | [11 empty] | 1.29 | 1.29 | 1.84 | 1.14 | 1.37 | Ende
| 1285.2374 | 1209.3523 | AT0002a-Kleinzicken | - | - | - | AT0002a |  | x | x | 0002a | AT | Burgenland | Kleinzicken | Quelle: ZAMG | 2007 PHI. | 47.22 | 16.33 | 267 | 11.9 | -3.3 | -1 | 2.9 | 8.5 | 12.9 | 16.3 | 18.2 | 17.2 | 14.1 | 9.1 | 3.2 | -0.8 | 9 | 13 | 24 | 30 | 43 | 47 | 46 | 37 | 25 | 19 | 11 | 9 | 23 | 30 | 55 | 77 | 88 | 90 | 96 | 84 | 60 | 42 | 23 | 17 | 65 | 67 | 88 | 91 | 89 | 82 | 94 | 99 | 94 | 87 | 60 | 47 | 23 | 32 | 53 | 71 | 88 | 90 | 97 | 88 | 64 | 48 | 27 | 17 | 33 | 47 | 87 | 121 | 154 | 160 | 172 | 145 | 102 | 68 | 37 | 26 | -4.9 | -3 | -0.1 | 3.6 | 8.6 | 11.8 | 13 | 13.1 | 10.4 | 5.9 | 0.9 | -2.8 | -16.6006 | -13.6791 | -9.3088 | -3.8832 | 3.1933 | 7.5755 | 9.1904 | 9.3242 | 5.672 | -0.59246 | -7.8261 | -13.3743 | -8.2 | 10 | 20 | 50 | 25 | 30 | -6.2 | 15 | 20 | 30 | 20 | 25 | 24 | 100 | 200 | 170 | 220 | 350 | [11 empty] | 1.28 | 1.28 | 1.84 | 1.13 | 1.38 | Ende
| 1280.3706 | 1198.0531 | AT0003a-Neusiedl am See | - | - | - | AT0003a |  | x | x | 0003a | AT | Burgenland | Neusiedl am See | Quelle: ZAMG | 2007 PHI. | 47.95 | 16.87 | 129 | 10 | -0.7 | 1.1 | 5.8 | 10 | 15 | 18.2 | 20.4 | 19.7 | 16.5 | 10.6 | 4.7 | 0.9 | 8 | 13 | 23 | 29 | 44 | 48 | 47 | 37 | 27 | 19 | 9 | 7 | 20 | 29 | 53 | 66 | 93 | 92 | 99 | 83 | 65 | 42 | 21 | 14 | 52 | 60 | 86 | 88 | 93 | 86 | 94 | 100 | 92 | 83 | 51 | 40 | 19 | 29 | 54 | 74 | 91 | 92 | 99 | 90 | 58 | 43 | 21 | 14 | 28 | 44 | 84 | 117 | 159 | 163 | 172 | 146 | 99 | 66 | 31 | 21 | -4.1 | -3 | 0.4 | 3.2 | 7.9 | 11.1 | 12.5 | 12.7 | 10.3 | 5.9 | 1.5 | -2.5 | -15.3648 | -13.6791 | -8.5659 | -4.4619 | 2.2197 | 6.6264 | 8.5193 | 8.7881 | 5.5352 | -0.59246 | -6.9423 | -12.9181 | -9 | 10 | 20 | 40 | 20 | 25 | -8 | 10 | 15 | 30 | 15 | 20 | 28 | 100 | 200 | 170 | 200 | 330 | [11 empty] | 1.29 | 1.29 | 1.84 | 1.14 | 1.37 | Ende
| 1175.2653 | 1110.9723 | AT0004a-Feldkirchen/Kärnten | - | - | - | AT0004a |  | x | x | 0004a | AT | Kärnten | Feldkirchen/Kärnten | Quelle: ZAMG | 2007 PHI. | 46.72 | 14.1 | 543 | 10 | -3.7 | -0.3 | 4.4 | 8.4 | 14.6 | 17.5 | 19.3 | 19.6 | 13.6 | 9.6 | 2.5 | -0.4 | 13 | 17 | 31 | 37 | 54 | 58 | 56 | 49 | 32 | 20 | 14 | 11 | 29 | 49 | 72 | 74 | 95 | 94 | 101 | 96 | 68 | 38 | 20 | 18 | 67 | 99 | 113 | 90 | 95 | 85 | 92 | 103 | 101 | 84 | 43 | 41 | 26 | 41 | 66 | 77 | 102 | 97 | 99 | 95 | 76 | 51 | 25 | 19 | 40 | 64 | 110 | 126 | 171 | 166 | 175 | 165 | 120 | 68 | 35 | 28 | -6 | -3.4 | -0.4 | 2.7 | 9.1 | 12.2 | 14.2 | 15.3 | 9.9 | 6.6 | 0.1 | -2.5 | -18.3136 | -14.2903 | -9.756 | -5.1878 | 3.8854 | 8.1155 | 10.7901 | 12.2433 | 4.987 | 0.39695 | -9.0113 | -12.9181 | -9.4 | 10 | 40 | 110 | 35 | 50 | -3.9 | 10 | 10 | 15 | 10 | 15 | 23 | 100 | 210 | 170 | 210 | 350 | [11 empty] | 1.28 | 1.27 | 1.83 | 1.11 | 1.36 | Ende
| 1111.017 | 1051.9336 | AT0005a-Kötschach-Mauthen | - | - | - | AT0005a |  | x | x | 0005a | AT | Kärnten | Kötschach-Mauthen | Quelle: ZAMG | 2007 PHI. | 46.68 | 13 | 707 | 11.1 | -3.3 | -1.5 | 2.9 | 7.3 | 11.8 | 15.3 | 17.7 | 16.4 | 13.4 | 7.8 | 1.8 | -2.8 | 11 | 16 | 23 | 29 | 43 | 48 | 47 | 35 | 26 | 19 | 12 | 8 | 29 | 38 | 64 | 74 | 90 | 88 | 95 | 87 | 65 | 43 | 26 | 23 | 78 | 86 | 107 | 93 | 87 | 83 | 93 | 99 | 103 | 88 | 64 | 62 | 29 | 40 | 65 | 76 | 88 | 90 | 98 | 91 | 67 | 48 | 27 | 21 | 39 | 57 | 97 | 123 | 152 | 159 | 170 | 147 | 106 | 69 | 38 | 29 | -5.6 | -4 | -1.1 | 2.7 | 7.6 | 11 | 13.1 | 13 | 10.4 | 5.5 | -0.1 | -4.5 | -17.6888 | -15.2109 | -10.8039 | -5.1878 | 1.8007 | 6.4904 | 9.3242 | 9.1904 | 5.672 | -1.1604 | -9.3088 | -15.9817 | -13.4 | 15 | 20 | 40 | 20 | 30 | -11.9 | 15 | 15 | 30 | 15 | 25 | 21 | 100 | 210 | 180 | 200 | 340 | [11 empty] | 1.28 | 1.28 | 1.81 | 1.09 | 1.31 | Ende
| 1133.2408 | 1071.0309 | AT0006a-Spittal/Drau | - | - | - | AT0006a |  | x | x | 0006a | AT | Kärnten | Spittal/Drau | Quelle: ZAMG | 2007 PHI. | 46.79 | 13.49 | 542 | 10 | -4.3 | -0.7 | 3.5 | 8.6 | 13.6 | 17.5 | 19.2 | 18.7 | 13.2 | 9 | 3.6 | -3.3 | 15 | 19 | 31 | 38 | 55 | 60 | 59 | 48 | 33 | 21 | 13 | 12 | 25 | 39 | 64 | 69 | 87 | 92 | 99 | 85 | 63 | 35 | 18 | 16 | 50 | 69 | 95 | 85 | 90 | 85 | 92 | 93 | 93 | 70 | 36 | 33 | 23 | 34 | 61 | 71 | 92 | 95 | 97 | 85 | 70 | 44 | 21 | 17 | 38 | 57 | 102 | 118 | 157 | 164 | 172 | 147 | 112 | 63 | 32 | 27 | -6.6 | -3.8 | -1.3 | 2.9 | 8.1 | 12.2 | 14.1 | 14.4 | 9.5 | 6 | 1.2 | -5.4 | -19.2547 | -14.9035 | -11.1044 | -4.8971 | 2.4984 | 8.1155 | 10.6573 | 11.0552 | 4.4371 | -0.45078 | -7.3837 | -17.3773 | -10.6 | 15 | 20 | 45 | 25 | 30 | -7.8 | 15 | 20 | 30 | 20 | 25 | 22 | 100 | 200 | 170 | 200 | 340 | [11 empty] | 1.28 | 1.28 | 1.81 | 1.09 | 1.31 | Ende
| 1217.9382 | 1150.4346 | AT0007a-St. Andrä/Lavanttal | - | - | - | AT0007a |  | x | x | 0007a | AT | Kärnten | St. Andrä/Lavanttal | Quelle: ZAMG | 2007 PHI. | 46.76 | 14.83 | 402 | 10 | -3.3 | 0.4 | 4.4 | 7.9 | 13.9 | 17 | 20.3 | 18.8 | 14.8 | 7.3 | 2.9 | -2.4 | 12 | 21 | 31 | 42 | 54 | 59 | 58 | 48 | 31 | 23 | 12 | 11 | 25 | 40 | 52 | 66 | 93 | 93 | 98 | 80 | 60 | 35 | 19 | 18 | 56 | 71 | 77 | 78 | 96 | 86 | 93 | 87 | 85 | 63 | 45 | 42 | 23 | 36 | 50 | 68 | 100 | 96 | 96 | 79 | 65 | 41 | 23 | 20 | 36 | 60 | 86 | 115 | 167 | 165 | 171 | 139 | 105 | 63 | 33 | 28 | -5.6 | -2.7 | -0.4 | 2.2 | 8.4 | 11.7 | 15.2 | 14.5 | 11.1 | 4.3 | 0.5 | -4.5 | -17.6888 | -13.2221 | -9.756 | -5.9168 | 2.9157 | 7.4402 | 12.1117 | 11.1876 | 6.6264 | -2.8752 | -8.4177 | -15.9817 | -7.5 | 20 | 30 | 55 | 25 | 40 | -6.6 | 15 | 20 | 30 | 20 | 30 | 23 | 100 | 200 | 170 | 200 | 330 | [11 empty] | 1.27 | 1.27 | 1.84 | 1.11 | 1.36 | Ende
| 1125.7867 | 1065.0318 | AT0008a-Weissensee | - | - | - | AT0008a |  | x | x | 0008a | AT | Kärnten | Weissensee | Quelle: ZAMG | 2007 PHI. | 46.72 | 13.29 | 945 | 10 | -6.1 | -0.1 | 0.3 | 6.7 | 11.6 | 14.6 | 17.5 | 15.4 | 13.5 | 8.1 | 3.1 | -0.7 | 11 | 16 | 28 | 42 | 51 | 58 | 55 | 45 | 32 | 18 | 10 | 10 | 32 | 57 | 79 | 63 | 80 | 81 | 83 | 76 | 57 | 38 | 23 | 22 | 83 | 116 | 127 | 76 | 83 | 80 | 82 | 83 | 83 | 89 | 70 | 69 | 28 | 46 | 72 | 65 | 85 | 83 | 82 | 75 | 63 | 52 | 33 | 27 | 42 | 71 | 117 | 112 | 144 | 146 | 147 | 131 | 101 | 68 | 38 | 33 | -8.4 | -3.2 | -4.5 | 1 | 6.1 | 9.3 | 12.4 | 11.1 | 9.8 | 5.1 | 0.7 | -2.8 | -22.1071 | -13.9845 | -15.9817 | -7.6785 | -0.3092 | 4.1615 | 8.3848 | 6.6264 | 4.8497 | -1.7301 | -8.1217 | -13.3743 | -11.9 | 10 | 50 | 140 | 40 | 60 | -6.4 | 10 | 10 | 10 | 10 | 10 | 20 | 100 | 190 | 160 | 180 | 310 | [11 empty] | 1.28 | 1.28 | 1.81 | 1.09 | 1.31 | Ende
| 1142.7875 | 1064.8738 | AT0009a-Amstetten | - | - | - | AT0009a |  | x | x | 0009a | AT | Niederösterreich | Amstetten | Quelle: ZAMG | 2007 PHI. | 48.11 | 14.9 | 265 | 10 | -2 | 0.2 | 3.4 | 9.7 | 14 | 16.9 | 19.7 | 20 | 15.4 | 10.9 | 3.7 | 0.2 | 11 | 17 | 27 | 40 | 54 | 56 | 56 | 45 | 32 | 21 | 11 | 9 | 17 | 36 | 61 | 67 | 89 | 86 | 106 | 88 | 53 | 35 | 21 | 14 | 34 | 65 | 93 | 82 | 92 | 80 | 96 | 98 | 75 | 68 | 58 | 32 | 16 | 31 | 57 | 68 | 95 | 89 | 104 | 87 | 57 | 43 | 30 | 15 | 26 | 51 | 94 | 115 | 158 | 151 | 180 | 149 | 94 | 63 | 37 | 21 | -5.1 | -3.3 | -0.5 | 6 | 9.8 | 13.1 | 15.9 | 17 | 12.4 | 8.1 | 1.6 | -2.7 | -16.9109 | -14.1373 | -9.9054 | -0.45078 | 4.8497 | 9.3242 | 13.0307 | 14.4649 | 8.3848 | 2.4984 | -6.7955 | -13.2221 | -11.1 | 15 | 25 | 50 | 25 | 30 | -8 | 10 | 15 | 25 | 15 | 20 | 26 | 100 | 220 | 180 | 220 | 360 | [11 empty] | 1.28 | 1.28 | 1.83 | 1.14 | 1.34 | Ende
| 1236.4185 | 1155.3207 | AT0010a-Baden | - | - | - | AT0010a |  | x | x | 0010a | AT | Niederösterreich | Baden | Quelle: ZAMG | 2007 PHI. | 48.01 | 16.25 | 249 | 10 | 0.8 | 2.6 | 5.6 | 10.6 | 15.2 | 17.9 | 20.4 | 20.1 | 15.1 | 11.6 | 5.9 | -0.8 | 10 | 19 | 29 | 43 | 55 | 65 | 57 | 45 | 32 | 20 | 11 | 10 | 19 | 36 | 52 | 74 | 93 | 100 | 93 | 95 | 55 | 37 | 18 | 14 | 42 | 62 | 78 | 89 | 97 | 94 | 90 | 105 | 78 | 77 | 44 | 33 | 18 | 32 | 49 | 77 | 100 | 104 | 92 | 95 | 59 | 47 | 23 | 16 | 28 | 53 | 83 | 127 | 167 | 177 | 161 | 161 | 96 | 65 | 31 | 23 | -2.3 | -0.5 | 1.8 | 6.9 | 11 | 14.1 | 16.6 | 17.1 | 12.1 | 8.8 | 3.8 | -3.7 | -12.6145 | -9.9054 | -6.5021 | 0.81927 | 6.4904 | 10.6573 | 13.9448 | 14.5946 | 7.9806 | 3.4705 | -3.5946 | -14.75 | -5.6 | 10 | 25 | 70 | 25 | 30 | -3.1 | 5 | 5 | 5 | 5 | 10 | 25 | 100 | 200 | 200 | 200 | 320 | [11 empty] | 1.29 | 1.28 | 1.83 | 1.13 | 1.33 | Ende
| 1191.4342 | 1112.0738 | AT0011a-Lilienfeld | - | - | - | AT0011a |  | x | x | 0011a | AT | Niederösterreich | Lilienfeld | Quelle: ZAMG | 2007 PHI. | 48.03 | 15.58 | 681 | 7.8 | -3.2 | -0.4 | 3 | 7.2 | 11.7 | 14.7 | 16.8 | 16.2 | 13.3 | 8.8 | 3.1 | -0.7 | 8 | 12 | 22 | 31 | 39 | 42 | 43 | 35 | 25 | 18 | 10 | 6 | 18 | 27 | 48 | 64 | 77 | 73 | 84 | 78 | 58 | 43 | 20 | 12 | 41 | 56 | 80 | 76 | 77 | 68 | 80 | 85 | 78 | 85 | 49 | 30 | 16 | 26 | 51 | 62 | 75 | 77 | 88 | 78 | 53 | 44 | 20 | 11 | 25 | 40 | 79 | 104 | 132 | 131 | 146 | 129 | 88 | 66 | 30 | 18 | -7.7 | -5.9 | -2 | 3.1 | 7.1 | 10.7 | 12.6 | 12.7 | 9.6 | 5.2 | 0.5 | -4.7 | -20.9926 | -18.1572 | -12.1602 | -4.6068 | 1.1003 | 6.0817 | 8.6538 | 8.7881 | 4.5747 | -1.5875 | -8.4177 | -16.2909 | -7.6 | 20 | 20 | 25 | 20 | 30 | -4.8 | 10 | 10 | 10 | 10 | 15 | 22 | 100 | 210 | 200 | 220 | 350 | [11 empty] | 1.29 | 1.29 | 1.83 | 1.11 | 1.32 | Ende
| 1212.6341 | 1128.9615 | AT0012a-Stockerau | - | - | - | AT0012a |  | x | x | 0012a | AT | Niederösterreich | Stockerau | Quelle: ZAMG | 2007 PHI. | 48.4 | 16.19 | 202 | 10 | -1.4 | 2.2 | 6.8 | 10 | 15.4 | 18.2 | 20.7 | 20.4 | 14.8 | 10.3 | 6.8 | 2.2 | 11 | 17 | 28 | 41 | 55 | 64 | 54 | 48 | 32 | 20 | 11 | 9 | 17 | 32 | 53 | 74 | 93 | 105 | 83 | 90 | 48 | 30 | 15 | 13 | 34 | 56 | 80 | 89 | 94 | 94 | 81 | 98 | 68 | 53 | 31 | 27 | 16 | 28 | 51 | 77 | 99 | 107 | 82 | 89 | 52 | 35 | 18 | 14 | 26 | 47 | 84 | 127 | 165 | 182 | 145 | 153 | 86 | 53 | 26 | 21 | -4.5 | -2.9 | 3 | 6.3 | 11.2 | 14.4 | 16.9 | 17.4 | 11.8 | 7.5 | 4.7 | -0.7 | -15.9817 | -13.5267 | -4.7519 | -0.0264 | 6.7623 | 11.0552 | 14.335 | 14.9833 | 7.5755 | 1.6609 | -2.3017 | -10.2044 | -9.3 | 10 | 25 | 65 | 25 | 30 | -7.7 | 10 | 15 | 20 | 15 | 20 | 26 | 100 | 190 | 170 | 210 | 330 | [11 empty] | 1.29 | 1.28 | 1.83 | 1.13 | 1.33 | Ende
| 1136.3092 | 1053.6115 | AT0013a-Zwettl | - | - | - | AT0013a |  | x | x | 0013a | AT | Niederösterreich | Zwettl | Quelle: ZAMG | 2007 PHI. | 48.62 | 15.2 | 511 | 11 | -4 | -1.5 | 1.8 | 6.7 | 11.4 | 14.5 | 15.9 | 15 | 12.1 | 7.3 | 2.1 | -1.5 | 8 | 13 | 23 | 32 | 42 | 46 | 48 | 35 | 25 | 18 | 9 | 6 | 18 | 32 | 54 | 65 | 86 | 85 | 99 | 81 | 58 | 41 | 22 | 13 | 50 | 62 | 83 | 84 | 91 | 80 | 92 | 94 | 88 | 86 | 55 | 41 | 19 | 29 | 51 | 72 | 88 | 86 | 94 | 86 | 60 | 46 | 20 | 16 | 26 | 44 | 81 | 114 | 150 | 150 | 165 | 139 | 94 | 65 | 29 | 20 | -5.7 | -4.2 | -0.9 | 3.3 | 7.6 | 10.9 | 12.5 | 12.4 | 9.7 | 5.2 | 0.5 | -3.3 | -17.8448 | -15.5188 | -10.5039 | -4.317 | 1.8007 | 6.3542 | 8.5193 | 8.3848 | 4.7123 | -1.5875 | -8.4177 | -14.1373 | -11.1 | 10 | 25 | 85 | 30 | 30 | -5.5 | 10 | 10 | 10 | 10 | 15 | 22 | 110 | 220 | 190 | 240 | 370 | [11 empty] | 1.3 | 1.3 | 1.84 | 1.14 | 1.34 | Ende
| 1087.3572 | 1017.7179 | AT0014a-Bad Goisern | - | - | - | AT0014a |  | x | x | 0014a | AT | Oberösterreich | Bad Goisern | Quelle: ZAMG | 2007 PHI. | 47.64 | 13.62 | 504 | 10 | -2.2 | 0.5 | 4.1 | 8.5 | 13.7 | 15.6 | 18.6 | 18.5 | 13.2 | 9.1 | 4.3 | -1 | 11 | 16 | 27 | 36 | 48 | 56 | 52 | 42 | 28 | 21 | 12 | 10 | 26 | 39 | 51 | 72 | 85 | 86 | 88 | 85 | 60 | 32 | 21 | 17 | 64 | 71 | 75 | 90 | 86 | 80 | 82 | 95 | 92 | 58 | 54 | 42 | 23 | 33 | 49 | 75 | 91 | 89 | 87 | 85 | 68 | 38 | 29 | 19 | 34 | 53 | 81 | 122 | 151 | 152 | 152 | 144 | 104 | 57 | 37 | 27 | -5.2 | -3.5 | 0.3 | 4.1 | 8.5 | 10.8 | 14 | 14.5 | 9.5 | 5.8 | 1.9 | -3.6 | -17.0662 | -14.4434 | -8.7143 | -3.1626 | 3.0545 | 6.218 | 10.5245 | 11.1876 | 4.4371 | -0.73427 | -6.3556 | -14.5967 | -9.3 | 15 | 20 | 45 | 20 | 25 | -7.5 | 10 | 15 | 30 | 15 | 20 | 24 | 100 | 210 | 180 | 200 | 340 | [11 empty] | 1.28 | 1.28 | 1.8 | 1.09 | 1.28 | Ende
| 1082.2166 | 1009.8045 | AT0015a-Gmunden | - | - | - | AT0015a |  | x | x | 0015a | AT | Oberösterreich | Gmunden | Quelle: ZAMG | 2007 PHI. | 47.9 | 13.78 | 427 | 9.3 | -1.5 | 0.4 | 4 | 8.5 | 13.2 | 16.4 | 18.5 | 17.8 | 14.7 | 9.4 | 4.3 | 0.4 | 9 | 13 | 23 | 31 | 42 | 45 | 47 | 36 | 26 | 18 | 10 | 7 | 22 | 33 | 52 | 69 | 83 | 82 | 87 | 73 | 59 | 42 | 21 | 18 | 55 | 69 | 86 | 85 | 83 | 74 | 86 | 91 | 87 | 86 | 54 | 50 | 20 | 29 | 51 | 67 | 84 | 87 | 93 | 80 | 58 | 45 | 21 | 16 | 30 | 47 | 83 | 113 | 144 | 144 | 157 | 133 | 95 | 65 | 31 | 23 | -4.8 | -3.7 | -0.3 | 3.7 | 7.7 | 11.1 | 13.1 | 13.2 | 10.5 | 5.8 | 1.1 | -2.8 | -16.4457 | -14.75 | -9.6068 | -3.7389 | 1.9405 | 6.6264 | 9.3242 | 9.458 | 5.8087 | -0.73427 | -7.531 | -13.3743 | -6 | 5 | 5 | 20 | 10 | 10 | -4.7 | 10 | 10 | 10 | 10 | 10 | 25 | 100 | 210 | 180 | 210 | 340 | [11 empty] | 1.28 | 1.28 | 1.8 | 1.09 | 1.28 | Ende
| 1123.1179 | 1043.0579 | AT0016a-Königswiesen | - | - | - | AT0016a |  | x | x | 0016a | AT | Oberösterreich | Königswiesen | Quelle: ZAMG | 2007 PHI. | 48.41 | 14.84 | 600 | 10 | -2.4 | -0.5 | 2.4 | 4.9 | 10.6 | 14.3 | 17.2 | 16.1 | 11.5 | 9.9 | 2.3 | -3.5 | 11 | 17 | 26 | 41 | 54 | 59 | 56 | 44 | 31 | 22 | 11 | 9 | 20 | 36 | 56 | 72 | 93 | 93 | 97 | 88 | 59 | 37 | 16 | 14 | 45 | 66 | 88 | 89 | 96 | 86 | 91 | 98 | 90 | 75 | 36 | 30 | 19 | 32 | 51 | 75 | 100 | 96 | 95 | 87 | 66 | 46 | 20 | 15 | 29 | 52 | 85 | 124 | 164 | 162 | 167 | 147 | 103 | 66 | 28 | 22 | -5.4 | -4.5 | -1.4 | 0.5 | 5.4 | 9.5 | 12.6 | 12.1 | 7.8 | 6.6 | -0.1 | -6.1 | -17.3773 | -15.9817 | -11.2549 | -8.4177 | -1.3026 | 4.4371 | 8.6538 | 7.9806 | 2.0801 | 0.39695 | -9.3088 | -18.4701 | -7.6 | 10 | 20 | 35 | 15 | 25 | -3.8 | 5 | 5 | 10 | 5 | 10 | 23 | 100 | 210 | 190 | 220 | 350 | [11 empty] | 1.28 | 1.28 | 1.83 | 1.14 | 1.34 | Ende
| 1092.5236 | 1014.8504 | AT0017a-Linz | - | - | - | AT0017a |  | x | x | 0017a | AT | Oberösterreich | Linz | Quelle: ZAMG | 2007 PHI. | 48.32 | 14.3 | 250 | 8.8 | -1.8 | 0.6 | 4.9 | 10 | 14.8 | 17.4 | 19.5 | 18.8 | 15.4 | 10 | 4.5 | 0.8 | 9 | 13 | 21 | 31 | 43 | 46 | 45 | 37 | 25 | 17 | 9 | 7 | 22 | 32 | 55 | 75 | 93 | 86 | 99 | 82 | 60 | 42 | 21 | 17 | 53 | 69 | 85 | 93 | 90 | 79 | 94 | 97 | 90 | 86 | 50 | 49 | 19 | 34 | 50 | 71 | 87 | 83 | 91 | 85 | 59 | 43 | 22 | 15 | 29 | 46 | 82 | 119 | 151 | 149 | 168 | 140 | 95 | 64 | 30 | 23 | -5.1 | -3.2 | 0.6 | 5.1 | 8.7 | 12 | 13.9 | 14 | 11 | 6.2 | 2 | -2.3 | -16.9109 | -13.9845 | -8.2696 | -1.7301 | 3.3319 | 7.8457 | 10.3915 | 10.5245 | 6.4904 | -0.16774 | -6.2092 | -12.6145 | -5.1 | 15 | 20 | 35 | 20 | 25 | -3.1 | 5 | 5 | 5 | 5 | 5 | 27 | 100 | 200 | 170 | 210 | 330 | [11 empty] | 1.28 | 1.28 | 1.82 | 1.1 | 1.28 | Ende
| 1044.8911 | 970.8783 | AT0018a-Ried/Innkreis | - | - | - | AT0018a |  | x | x | 0018a | AT | Oberösterreich | Ried/Innkreis | Quelle: ZAMG | 2007 PHI. | 48.22 | 13.48 | 431 | 10 | -3.1 | 1.7 | 5.2 | 9 | 13.9 | 15.7 | 19 | 19.3 | 15 | 9.4 | 3.1 | -0.9 | 11 | 15 | 26 | 39 | 56 | 59 | 55 | 45 | 30 | 21 | 12 | 9 | 28 | 41 | 58 | 72 | 104 | 95 | 101 | 93 | 60 | 43 | 18 | 20 | 70 | 80 | 88 | 87 | 106 | 87 | 93 | 100 | 87 | 96 | 39 | 62 | 25 | 34 | 54 | 75 | 112 | 98 | 99 | 92 | 65 | 57 | 22 | 24 | 37 | 55 | 88 | 123 | 184 | 166 | 173 | 157 | 104 | 75 | 31 | 29 | -6.1 | -2.3 | 1.4 | 4.6 | 8.7 | 10.9 | 14.4 | 15.3 | 11.3 | 6.1 | 0.7 | -3.5 | -18.4701 | -12.6145 | -7.0893 | -2.4449 | 3.3319 | 6.3542 | 11.0552 | 12.2433 | 6.8981 | -0.3092 | -8.1217 | -14.4434 | -11.7 | 10 | 45 | 125 | 35 | 50 | -6.2 | 10 | 10 | 15 | 10 | 15 | 23 | 100 | 220 | 190 | 220 | 360 | [11 empty] | 1.29 | 1.29 | 1.83 | 1.12 | 1.29 | Ende
| 1059.9114 | 981.1397 | AT0019a-Rohrbach/Mühlkreis | - | - | - | AT0019a |  | x | x | 0019a | AT | Oberösterreich | Rohrbach/Mühlkreis | Quelle: ZAMG | 2007 PHI. | 48.57 | 14 | 602 | 8.9 | -3.4 | -1.3 | 2.6 | 7.9 | 12.9 | 15.7 | 17 | 16.7 | 13.4 | 8.3 | 2.6 | -1.5 | 9 | 12 | 22 | 31 | 41 | 44 | 45 | 37 | 25 | 18 | 9 | 7 | 18 | 31 | 55 | 72 | 90 | 87 | 96 | 86 | 61 | 43 | 21 | 16 | 48 | 72 | 88 | 89 | 91 | 81 | 92 | 99 | 92 | 85 | 53 | 41 | 19 | 31 | 52 | 74 | 90 | 84 | 93 | 83 | 59 | 42 | 21 | 15 | 27 | 47 | 82 | 118 | 154 | 151 | 165 | 139 | 96 | 65 | 30 | 20 | -4.8 | -3.6 | 0.1 | 3.7 | 8.3 | 11.5 | 13.3 | 13.2 | 10.5 | 5.9 | 0.9 | -2.9 | -16.4457 | -14.5967 | -9.0113 | -3.7389 | 2.7767 | 7.1694 | 9.5917 | 9.458 | 5.8087 | -0.59246 | -7.8261 | -13.5267 | -9.5 | 10 | 35 | 105 | 35 | 35 | -8.3 | 10 | 15 | 25 | 15 | 20 | 22 | 100 | 210 | 210 | 220 | 340 | [11 empty] | 1.29 | 1.29 | 1.83 | 1.12 | 1.24 | Ende
| 1141.6137 | 1066.3813 | AT0020a-Weyer | - | - | - | AT0020a |  | x | x | 0020a | AT | Oberösterreich | Weyer | Quelle: ZAMG | 2007 PHI. | 47.86 | 14.67 | 428 | 10 | -2.9 | 1.9 | 5.7 | 8.1 | 14.8 | 16.7 | 19.3 | 18.5 | 14.4 | 7.9 | 6.6 | -1.6 | 12 | 18 | 30 | 42 | 56 | 64 | 60 | 48 | 34 | 22 | 14 | 12 | 29 | 46 | 73 | 82 | 94 | 94 | 88 | 69 | 46 | 29 | 17 | 22 | 71 | 91 | 117 | 103 | 96 | 91 | 88 | 78 | 63 | 48 | 31 | 61 | 26 | 39 | 67 | 84 | 100 | 97 | 87 | 69 | 49 | 33 | 19 | 25 | 39 | 62 | 111 | 139 | 167 | 168 | 155 | 122 | 83 | 52 | 30 | 33 | -5.9 | -2.1 | 1.9 | 3.7 | 9.6 | 11.9 | 14.7 | 14.5 | 10.7 | 4.6 | 4.2 | -4.2 | -18.1572 | -12.3115 | -6.3556 | -3.7389 | 4.5747 | 7.7106 | 11.4522 | 11.1876 | 6.0817 | -2.4449 | -3.0188 | -15.5188 | -10.4 | 15 | 30 | 65 | 30 | 40 | -8 | 10 | 15 | 25 | 15 | 20 | 23 | 100 | 170 | 170 | 180 | 290 | [11 empty] | 1.28 | 1.28 | 1.83 | 1.11 | 1.33 | Ende
| 1127.1834 | 1054.1478 | AT0021a-Windischgarsten | - | - | - | AT0021a |  | x | x | 0021a | AT | Oberösterreich | Windischgarsten | Quelle: ZAMG | 2007 PHI. | 47.73 | 14.33 | 611 | 10.9 | -3.6 | -1.5 | 2.6 | 7.2 | 12.3 | 15.3 | 16.9 | 16.1 | 13.4 | 8.7 | 2.8 | -2 | 9 | 13 | 22 | 31 | 41 | 42 | 45 | 36 | 26 | 17 | 10 | 6 | 18 | 27 | 50 | 60 | 75 | 74 | 87 | 74 | 52 | 42 | 20 | 13 | 42 | 58 | 79 | 77 | 77 | 68 | 81 | 85 | 75 | 86 | 48 | 32 | 18 | 29 | 51 | 62 | 80 | 79 | 84 | 74 | 55 | 44 | 20 | 12 | 26 | 42 | 79 | 104 | 132 | 132 | 146 | 128 | 88 | 66 | 30 | 19 | -7.7 | -7.4 | -1.6 | 3.6 | 7.5 | 11.1 | 13 | 13.1 | 10.1 | 5.4 | 0.5 | -4.8 | -20.9926 | -20.517 | -11.5561 | -3.8832 | 1.6609 | 6.6264 | 9.1904 | 9.3242 | 5.2613 | -1.3026 | -8.4177 | -16.4457 | -6.5 | 15 | 15 | 20 | 15 | 20 | -4.7 | 5 | 10 | 10 | 10 | 10 | 25 | 100 | 210 | 190 | 220 | 350 | [11 empty] | 1.28 | 1.28 | 1.81 | 1.1 | 1.31 | Ende
| 1034.9331 | 964.4279 | AT0022a-Mattsee | - | - | - | AT0022a |  | x | x | 0022a | AT | Salzburg | Mattsee | Quelle: ZAMG | 2007 PHI. | 47.98 | 13.11 | 505 | 10 | -1.6 | 1.4 | 1.7 | 6.8 | 13.6 | 16.6 | 18.8 | 17.9 | 14 | 6.3 | 3.7 | 0.1 | 11 | 16 | 28 | 39 | 52 | 55 | 56 | 45 | 27 | 19 | 10 | 10 | 20 | 35 | 55 | 66 | 86 | 84 | 94 | 86 | 61 | 35 | 14 | 19 | 42 | 65 | 83 | 81 | 91 | 79 | 89 | 92 | 87 | 77 | 29 | 52 | 18 | 31 | 52 | 69 | 92 | 86 | 92 | 85 | 66 | 46 | 16 | 22 | 29 | 50 | 86 | 115 | 154 | 148 | 162 | 146 | 104 | 62 | 24 | 29 | -3.8 | -1.5 | -2.8 | 0.9 | 7.3 | 10.9 | 13.4 | 13.1 | 9.8 | 2.6 | 0.4 | -2.3 | -14.9035 | -11.4054 | -13.3743 | -7.8261 | 1.3808 | 6.3542 | 9.7253 | 9.3242 | 4.8497 | -5.3334 | -8.5659 | -12.6145 | -7.7 | 15 | 20 | 35 | 20 | 25 | -3.2 | 10 | 10 | 15 | 10 | 15 | 23 | 100 | 210 | 180 | 200 | 340 | [11 empty] | 1.28 | 1.28 | 1.8 | 1.09 | 1.28 | Ende
| 1043.0127 | 974.4988 | AT0023a-Salzburg | - | - | - | AT0023a |  | x | x | 0023a | AT | Salzburg | Salzburg | Quelle: ZAMG | 2007 PHI. | 47.78 | 13.05 | 422 | 9.4 | -1.3 | 0.6 | 4.7 | 9.7 | 14.4 | 16.9 | 18.3 | 18 | 15.1 | 10.3 | 4.8 | 0.3 | 9 | 13 | 22 | 32 | 41 | 43 | 46 | 35 | 26 | 19 | 9 | 8 | 25 | 35 | 53 | 65 | 79 | 75 | 84 | 73 | 58 | 41 | 23 | 17 | 67 | 71 | 89 | 80 | 81 | 74 | 82 | 87 | 91 | 84 | 57 | 46 | 22 | 29 | 56 | 68 | 79 | 84 | 86 | 75 | 60 | 42 | 22 | 17 | 32 | 48 | 84 | 109 | 140 | 142 | 150 | 129 | 96 | 65 | 33 | 25 | -4.1 | -3.2 | -0.7 | 2.8 | 7.2 | 10.5 | 12.4 | 12.6 | 10.3 | 5.8 | 0.5 | -2.9 | -15.3648 | -13.9845 | -10.2044 | -5.0424 | 1.2406 | 5.8087 | 8.3848 | 8.6538 | 5.5352 | -0.73427 | -8.4177 | -13.5267 | -10.7 | 10 | 40 | 100 | 30 | 45 | -5.2 | 5 | 5 | 10 | 5 | 10 | 25 | 100 | 200 | 180 | 210 | 340 | [11 empty] | 1.28 | 1.28 | 1.8 | 1.09 | 1.28 | Ende
| 1079.6299 | 1014.483 | AT0024a-St. Johann/Pongau | - | - | - | AT0024a |  | x | x | 0024a | AT | Salzburg | St. Johann/Pongau | Quelle: ZAMG | 2007 PHI. | 47.32 | 13.18 | 634 | 10 | -3 | -1.2 | 1.5 | 7 | 12.4 | 15.3 | 18 | 17.7 | 14.2 | 7.1 | 3.1 | -3.5 | 12 | 18 | 28 | 39 | 52 | 55 | 55 | 45 | 31 | 20 | 13 | 11 | 32 | 45 | 59 | 74 | 91 | 88 | 91 | 88 | 62 | 45 | 25 | 19 | 82 | 86 | 89 | 90 | 93 | 79 | 86 | 94 | 92 | 103 | 68 | 52 | 29 | 38 | 55 | 76 | 98 | 91 | 89 | 87 | 69 | 61 | 34 | 23 | 43 | 62 | 92 | 126 | 162 | 155 | 158 | 150 | 109 | 79 | 43 | 30 | -5.2 | -4.1 | -3 | 1.1 | 6.1 | 9.6 | 12.6 | 12.9 | 10 | 3.4 | -0.2 | -5.9 | -17.0662 | -15.3648 | -13.6791 | -7.531 | -0.3092 | 4.5747 | 8.6538 | 9.0564 | 5.1242 | -4.1723 | -9.4578 | -18.1572 | -10.1 | 15 | 25 | 55 | 25 | 30 | -5 | 20 | 20 | 30 | 20 | 30 | 22 | 100 | 210 | 180 | 220 | 350 | [11 empty] | 1.27 | 1.27 | 1.78 | 1.04 | 1.24 | Ende
| 1131.4396 | 1065.2488 | AT0025a-Tamsweg | - | - | - | AT0025a |  | x | x | 0025a | AT | Salzburg | Tamsweg | Quelle: ZAMG | 2007 PHI. | 47.12 | 13.81 | 1025 | 10 | -5.2 | -3.6 | -1.2 | 5 | 10.2 | 13.5 | 16.4 | 16.6 | 11.8 | 7.1 | 1.4 | -4.2 | 12 | 17 | 30 | 43 | 55 | 61 | 58 | 46 | 32 | 22 | 13 | 11 | 36 | 57 | 78 | 75 | 100 | 95 | 102 | 89 | 67 | 47 | 29 | 26 | 97 | 115 | 121 | 92 | 101 | 88 | 95 | 96 | 100 | 103 | 90 | 83 | 33 | 47 | 72 | 78 | 108 | 98 | 100 | 88 | 75 | 62 | 42 | 32 | 46 | 74 | 118 | 131 | 179 | 169 | 177 | 151 | 117 | 83 | 50 | 38 | -7.4 | -6.5 | -5.7 | -0.9 | 3.9 | 7.8 | 11 | 11.8 | 7.6 | 3.4 | -1.9 | -6.6 | -20.517 | -19.0975 | -17.8448 | -10.5039 | -3.4505 | 2.0801 | 6.4904 | 7.5755 | 1.8007 | -4.1723 | -12.009 | -19.2547 | -11.9 | 20 | 35 | 65 | 30 | 45 | -8.3 | 15 | 20 | 35 | 20 | 30 | 20 | 100 | 200 | 190 | 210 | 340 | [11 empty] | 1.27 | 1.27 | 1.8 | 1.07 | 1.29 | Ende
| 1055.5386 | 992.002 | AT0026a-Zell am See | - | - | - | AT0026a |  | x | x | 0026a | AT | Salzburg | Zell am See | Quelle: ZAMG | 2007 PHI. | 47.33 | 12.8 | 763 | 10.1 | -4.6 | -2.3 | 2.6 | 7.7 | 12.5 | 15.7 | 17.6 | 17 | 13.8 | 8.3 | 2.5 | -2.5 | 10 | 13 | 22 | 30 | 41 | 46 | 45 | 34 | 25 | 19 | 12 | 8 | 27 | 35 | 63 | 68 | 86 | 80 | 91 | 83 | 64 | 45 | 24 | 20 | 70 | 80 | 102 | 85 | 83 | 77 | 85 | 94 | 94 | 94 | 62 | 59 | 26 | 34 | 60 | 71 | 87 | 87 | 87 | 79 | 64 | 49 | 27 | 22 | 36 | 53 | 92 | 117 | 146 | 147 | 155 | 134 | 99 | 70 | 38 | 28 | -6.1 | -4.2 | -1 | 2.8 | 7.1 | 10.7 | 12.7 | 12.7 | 10.1 | 5.3 | 0.2 | -4 | -18.4701 | -15.5188 | -10.6538 | -5.0424 | 1.1003 | 6.0817 | 8.7881 | 8.7881 | 5.2613 | -1.445 | -8.8627 | -15.2109 | -12.4 | 15 | 20 | 35 | 20 | 25 | -6.9 | 15 | 15 | 20 | 15 | 20 | 21 | 100 | 200 | 180 | 200 | 330 | [11 empty] | 1.27 | 1.27 | 1.79 | 1.08 | 1.28 | Ende
| 1126.2161 | 1055.5031 | AT0027a-Aigen/Ennstal | - | - | - | AT0027a |  | x | x | 0027a | AT | Steiermark | Aigen/Ennstal | Quelle: ZAMG | 2007 PHI. | 47.53 | 14.13 | 649 | 11.5 | -4.8 | -2.1 | 2.4 | 6.9 | 11.6 | 14.8 | 16.3 | 15.6 | 12.8 | 7.6 | 2 | -2.9 | 9 | 14 | 24 | 31 | 42 | 43 | 46 | 36 | 25 | 18 | 10 | 7 | 21 | 30 | 56 | 67 | 79 | 77 | 82 | 76 | 54 | 42 | 23 | 16 | 59 | 60 | 84 | 76 | 80 | 71 | 84 | 89 | 84 | 86 | 54 | 42 | 21 | 30 | 52 | 63 | 78 | 79 | 87 | 76 | 55 | 44 | 21 | 15 | 30 | 45 | 83 | 108 | 137 | 137 | 151 | 131 | 92 | 67 | 32 | 21 | -7.3 | -6.6 | -1.6 | 3.3 | 7.3 | 10.8 | 12.7 | 12.8 | 9.9 | 5.2 | 0.1 | -4.8 | -20.3587 | -19.2547 | -11.5561 | -4.317 | 1.3808 | 6.218 | 8.7881 | 8.9223 | 4.987 | -1.5875 | -9.0113 | -16.4457 | -14.3 | 15 | 20 | 45 | 25 | 30 | -11.9 | 10 | 15 | 25 | 15 | 20 | 21 | 100 | 200 | 190 | 190 | 320 | [11 empty] | 1.28 | 1.28 | 1.81 | 1.1 | 1.31 | Ende
| 1278.5446 | 1206.3282 | AT0028a-Bad Gleichenberg | - | - | - | AT0028a |  | x | x | 0028a | AT | Steiermark | Bad Gleichenberg | Quelle: ZAMG | 2007 PHI. | 46.88 | 15.91 | 280 | 10 | -3.1 | 0.1 | 6.2 | 10.9 | 15.3 | 17.4 | 20.7 | 19.4 | 16.7 | 10.2 | 4.3 | 1.1 | 12 | 20 | 31 | 41 | 53 | 64 | 57 | 47 | 33 | 21 | 11 | 10 | 26 | 44 | 61 | 71 | 87 | 102 | 98 | 79 | 63 | 39 | 18 | 21 | 62 | 82 | 91 | 88 | 87 | 93 | 91 | 85 | 89 | 81 | 45 | 58 | 24 | 38 | 58 | 72 | 93 | 105 | 96 | 78 | 68 | 50 | 23 | 23 | 37 | 63 | 98 | 123 | 156 | 182 | 170 | 137 | 110 | 69 | 31 | 31 | -6 | -3.9 | 1.3 | 5.9 | 10.1 | 12.4 | 15.9 | 15.3 | 12.7 | 6.3 | 1.1 | -1.8 | -18.3136 | -15.0572 | -7.2364 | -0.59246 | 5.2613 | 8.3848 | 13.0307 | 12.2433 | 8.7881 | -0.0264 | -7.531 | -11.8579 | -10.8 | 10 | 35 | 95 | 30 | 40 | -7.6 | 5 | 5 | 5 | 5 | 5 | 23 | 100 | 190 | 180 | 210 | 330 | [11 empty] | 1.28 | 1.28 | 1.85 | 1.14 | 1.39 | Ende
| 1232.0326 | 1160.2471 | AT0029a-Graz | - | - | - | AT0029a |  | x | x | 0029a | AT | Steiermark | Graz | Quelle: ZAMG | 2007 PHI. | 47.08 | 15.37 | 424 | 10.9 | -3.2 | -0.4 | 3.5 | 8.6 | 13.3 | 16.6 | 18.3 | 17.5 | 14.1 | 8.6 | 2.7 | -1.8 | 10 | 14 | 23 | 30 | 41 | 45 | 47 | 38 | 27 | 18 | 11 | 9 | 27 | 34 | 56 | 70 | 85 | 88 | 93 | 86 | 61 | 45 | 28 | 21 | 77 | 71 | 97 | 84 | 85 | 79 | 91 | 100 | 89 | 91 | 75 | 59 | 28 | 34 | 62 | 73 | 86 | 82 | 98 | 86 | 65 | 47 | 28 | 22 | 38 | 50 | 91 | 117 | 146 | 153 | 167 | 144 | 101 | 69 | 38 | 29 | -5.1 | -3.3 | -0.5 | 3.4 | 8.5 | 11.7 | 13.4 | 13.5 | 10.7 | 5.7 | 0.4 | -3.6 | -16.9109 | -14.1373 | -9.9054 | -4.1723 | 3.0545 | 7.4402 | 9.7253 | 9.8587 | 6.0817 | -0.87618 | -8.5659 | -14.5967 | -6.5 | 25 | 50 | 90 | 45 | 60 | -3.4 | 5 | 5 | 5 | 5 | 5 | 25 | 100 | 200 | 170 | 200 | 340 | [11 empty] | 1.28 | 1.28 | 1.84 | 1.1 | 1.34 | Ende
| 1205.5825 | 1131.3485 | AT0030a-Kapfenberg | - | - | - | AT0030a |  | x | x | 0030a | AT | Steiermark | Kapfenberg | Quelle: ZAMG | 2007 PHI. | 47.45 | 15.3 | 505 | 10 | -3.3 | -0.9 | 3.1 | 7.3 | 13.1 | 16.4 | 18.7 | 19.4 | 14 | 10.1 | 3.8 | -1.8 | 13 | 18 | 30 | 39 | 54 | 58 | 56 | 45 | 34 | 23 | 14 | 11 | 30 | 40 | 63 | 72 | 88 | 89 | 86 | 93 | 62 | 39 | 19 | 21 | 71 | 74 | 95 | 87 | 92 | 84 | 85 | 102 | 89 | 78 | 38 | 60 | 27 | 35 | 59 | 74 | 94 | 92 | 85 | 93 | 67 | 49 | 22 | 25 | 40 | 57 | 98 | 123 | 157 | 158 | 151 | 157 | 109 | 70 | 33 | 32 | -6.2 | -4.9 | -1.8 | 2.3 | 7.9 | 11.4 | 13.9 | 15.3 | 10 | 6.2 | 0.6 | -4.7 | -18.6267 | -16.6006 | -11.8579 | -5.7707 | 2.2197 | 7.0338 | 10.3915 | 12.2433 | 5.1242 | -0.16774 | -8.2696 | -16.2909 | -9.9 | 10 | 25 | 75 | 30 | 35 | -6.8 | 10 | 10 | 20 | 10 | 15 | 23 | 100 | 190 | 190 | 200 | 320 | [11 empty] | 1.28 | 1.28 | 1.84 | 1.1 | 1.34 | Ende
| 1101.3926 | 1033.5245 | AT0031a-Ramsau/Dachstein | - | - | - | AT0031a |  | x | x | 0031a | AT | Steiermark | Ramsau/Dachstein | Quelle: ZAMG | 2007 PHI. | 47.42 | 13.63 | 1207 | 9.2 | -3.6 | -2.4 | 1.2 | 4.5 | 9 | 12.2 | 13.9 | 13.5 | 11.1 | 7.4 | 1.9 | -2 | 10 | 14 | 23 | 29 | 40 | 45 | 43 | 36 | 24 | 19 | 11 | 9 | 29 | 38 | 61 | 72 | 80 | 79 | 79 | 78 | 60 | 51 | 27 | 24 | 81 | 84 | 101 | 89 | 81 | 70 | 80 | 82 | 90 | 102 | 78 | 67 | 27 | 39 | 64 | 73 | 80 | 75 | 89 | 77 | 61 | 54 | 30 | 22 | 37 | 55 | 94 | 115 | 141 | 134 | 145 | 127 | 95 | 75 | 41 | 30 | -7.9 | -7.1 | -5.5 | -1.6 | 2.6 | 6 | 8.1 | 8 | 5.3 | 1 | -3.6 | -6.9 | -21.3104 | -20.0426 | -17.533 | -11.5561 | -5.3334 | -0.45078 | 2.4984 | 2.3591 | -1.445 | -7.6785 | -14.5967 | -19.727 | -13.6 | 15 | 40 | 85 | 30 | 45 | -10.6 | 15 | 20 | 25 | 20 | 25 | 19 | 100 | 200 | 210 | 200 | 330 | [11 empty] | 1.27 | 1.27 | 1.8 | 1.07 | 1.29 | Ende
| 1018.3325 | 955.9941 | AT0033a-Kirchberg/Tirol | - | - | - | AT0033a |  | x | x | 0033a | AT | Tirol | Kirchberg/Tirol | Quelle: ZAMG | 2007 PHI. | 47.45 | 12.32 | 830 | 10 | -5 | -2.1 | 3.3 | 7.1 | 11.9 | 15.3 | 17 | 17 | 13 | 7 | 2.2 | -4.4 | 12 | 18 | 32 | 40 | 52 | 60 | 54 | 45 | 33 | 21 | 14 | 12 | 31 | 41 | 61 | 75 | 86 | 88 | 89 | 85 | 55 | 40 | 23 | 21 | 77 | 77 | 92 | 93 | 87 | 85 | 85 | 91 | 80 | 85 | 53 | 58 | 28 | 35 | 58 | 78 | 92 | 91 | 88 | 83 | 60 | 51 | 28 | 25 | 41 | 58 | 97 | 129 | 154 | 157 | 155 | 144 | 98 | 70 | 39 | 33 | -7.3 | -5.2 | -1.5 | 1.4 | 6.4 | 10 | 11.9 | 12.7 | 9.3 | 4 | -0.2 | -6.5 | -20.3587 | -17.0662 | -11.4054 | -7.0893 | 0.11483 | 5.1242 | 7.7106 | 8.7881 | 4.1615 | -3.3065 | -9.4578 | -19.0975 | -14.1 | 15 | 45 | 95 | 35 | 50 | -12 | 20 | 25 | 40 | 25 | 35 | 21 | 100 | 200 | 180 | 200 | 340 | [11 empty] | 1.27 | 1.27 | 1.8 | 1.11 | 1.33 | Ende
| 973.2324 | 922.2428 | AT0034a-Sölden | - | - | - | AT0034a |  | x | x | 0034a | AT | Tirol | Sölden | Quelle: ZAMG | 2007 PHI. | 46.97 | 11.01 | 1416 | 10 | -6 | -2.6 | 0 | 3.3 | 8.8 | 11.8 | 13.5 | 14 | 9.7 | 6.1 | 2.1 | -4 | 15 | 19 | 32 | 41 | 55 | 62 | 58 | 45 | 34 | 25 | 16 | 12 | 21 | 45 | 71 | 77 | 102 | 95 | 102 | 92 | 61 | 41 | 22 | 19 | 37 | 85 | 108 | 94 | 100 | 89 | 95 | 100 | 87 | 77 | 45 | 45 | 20 | 39 | 67 | 80 | 110 | 98 | 100 | 91 | 66 | 50 | 26 | 21 | 34 | 63 | 111 | 133 | 182 | 170 | 177 | 155 | 108 | 74 | 40 | 31 | -8.3 | -5.7 | -4.8 | -2.4 | 3.3 | 6.5 | 8.4 | 9.7 | 6 | 3.1 | -0.3 | -6.1 | -21.9475 | -17.8448 | -16.4457 | -12.7662 | -4.317 | 0.25595 | 2.9157 | 4.7123 | -0.45078 | -4.6068 | -9.6068 | -18.4701 | -15.1 | 20 | 30 | 50 | 30 | 40 | -13 | 15 | 15 | 30 | 20 | 25 | 18 | 100 | 190 | 190 | 210 | 340 | [11 empty] | 1.27 | 1.27 | 1.81 | 1.15 | 1.38 | Ende
| 949.4034 | 895.7203 | AT0035a-Stams | - | - | - | AT0035a |  | x | x | 0035a | AT | Tirol | Stams | Quelle: ZAMG | 2007 PHI. | 47.28 | 10.98 | 671 | 10 | -3.3 | -0.7 | 3.7 | 7.9 | 13.6 | 14.9 | 19.2 | 18.4 | 13.5 | 8.8 | 2 | -2.6 | 14 | 19 | 30 | 42 | 53 | 58 | 59 | 44 | 32 | 22 | 15 | 12 | 22 | 43 | 57 | 74 | 85 | 89 | 96 | 94 | 63 | 42 | 22 | 17 | 45 | 81 | 86 | 90 | 90 | 84 | 93 | 101 | 94 | 89 | 51 | 36 | 21 | 37 | 54 | 76 | 90 | 92 | 94 | 93 | 70 | 54 | 27 | 18 | 34 | 61 | 91 | 128 | 152 | 158 | 168 | 157 | 110 | 75 | 39 | 27 | -5.6 | -3.8 | -1.1 | 2.2 | 8.1 | 9.6 | 14.1 | 14.1 | 9.8 | 5.8 | -0.4 | -4.7 | -17.6888 | -14.9035 | -10.8039 | -5.9168 | 2.4984 | 4.5747 | 10.6573 | 10.6573 | 4.8497 | -0.73427 | -9.756 | -16.2909 | -9.7 | 20 | 35 | 70 | 30 | 45 | -7.4 | 15 | 15 | 25 | 15 | 20 | 22 | 100 | 190 | 180 | 200 | 320 | [11 empty] | 1.28 | 1.28 | 1.8 | 1.11 | 1.28 | Ende
| 918.2695 | 865.0639 | AT0036a-Weissenbach/Lech | - | - | - | AT0036a |  | x | x | 0036a | AT | Tirol | Weissenbach/Lech | Quelle: ZAMG | 2007 PHI. | 47.44 | 10.64 | 886 | 10 | -1.2 | -1 | 2.5 | 6.7 | 10.9 | 14.3 | 15.9 | 16 | 11 | 7.9 | 2.1 | -2.5 | 12 | 20 | 30 | 38 | 51 | 61 | 52 | 43 | 27 | 22 | 14 | 12 | 30 | 40 | 61 | 76 | 84 | 95 | 90 | 91 | 65 | 43 | 22 | 23 | 76 | 72 | 94 | 95 | 89 | 88 | 84 | 99 | 101 | 92 | 53 | 62 | 27 | 35 | 57 | 78 | 89 | 98 | 88 | 91 | 74 | 56 | 28 | 26 | 40 | 59 | 96 | 128 | 149 | 169 | 155 | 153 | 111 | 76 | 38 | 34 | -3.5 | -4.1 | -2.3 | 1 | 5.4 | 9 | 10.8 | 11.7 | 7.3 | 4.9 | -0.3 | -4.6 | -14.4434 | -15.3648 | -12.6145 | -7.6785 | -1.3026 | 3.7472 | 6.218 | 7.4402 | 1.3808 | -2.0157 | -9.6068 | -16.1362 | -8.6 | 10 | 35 | 95 | 30 | 40 | -5.2 | 10 | 10 | 20 | 15 | 20 | 20 | 100 | 210 | 190 | 210 | 340 | [11 empty] | 1.28 | 1.28 | 1.8 | 1.11 | 1.28 | Ende
| 1000.46 | 938.9779 | AT0037a-Wörgl | - | - | - | AT0037a |  | x | x | 0037a | AT | Tirol | Wörgl | Quelle: ZAMG | 2007 PHI. | 47.49 | 12.07 | 510 | 10 | -2.3 | 0.2 | 4.9 | 9.1 | 14 | 16.9 | 18.9 | 19.5 | 14.3 | 10.9 | 4.4 | -1.1 | 12 | 17 | 30 | 39 | 51 | 60 | 55 | 44 | 29 | 21 | 14 | 11 | 18 | 33 | 65 | 73 | 95 | 93 | 101 | 88 | 60 | 37 | 21 | 16 | 34 | 58 | 98 | 87 | 96 | 87 | 91 | 96 | 91 | 78 | 48 | 37 | 17 | 29 | 60 | 77 | 103 | 97 | 99 | 87 | 67 | 48 | 26 | 18 | 29 | 48 | 100 | 125 | 169 | 165 | 172 | 148 | 104 | 65 | 37 | 27 | -4.6 | -2.9 | 0.1 | 3.4 | 8.5 | 11.6 | 13.8 | 15.2 | 10.6 | 7.9 | 2 | -3.2 | -16.1362 | -13.5267 | -9.0113 | -4.1723 | 3.0545 | 7.3048 | 10.2585 | 12.1117 | 5.9452 | 2.2197 | -6.2092 | -13.9845 | -9.4 | 20 | 30 | 50 | 25 | 40 | -5.9 | 15 | 20 | 45 | 20 | 30 | 24 | 100 | 210 | 190 | 210 | 350 | [11 empty] | 1.27 | 1.27 | 1.8 | 1.11 | 1.33 | Ende
| 1006.0992 | 947.6398 | AT0038a-Zell am Ziller | - | - | - | AT0038a |  | x | x | 0038a | AT | Tirol | Zell am Ziller | Quelle: ZAMG | 2007 PHI. | 47.25 | 11.9 | 595 | 10 | -3.5 | 1.1 | 3.7 | 8.5 | 14.8 | 16 | 17.6 | 18.6 | 13.5 | 8.1 | 1.6 | -1.7 | 9 | 20 | 28 | 38 | 52 | 54 | 55 | 44 | 28 | 23 | 11 | 8 | 10 | 37 | 60 | 76 | 93 | 88 | 85 | 90 | 66 | 39 | 13 | 8 | 13 | 64 | 88 | 93 | 94 | 79 | 84 | 98 | 95 | 77 | 18 | 11 | 10 | 33 | 58 | 80 | 101 | 91 | 83 | 89 | 72 | 49 | 13 | 9 | 17 | 55 | 95 | 130 | 167 | 154 | 148 | 151 | 113 | 70 | 23 | 15 | -5.8 | -2 | -1.1 | 2.8 | 9.3 | 10.7 | 12.5 | 14.3 | 9.8 | 5.1 | -0.8 | -3.8 | -18.0009 | -12.1602 | -10.8039 | -5.0424 | 4.1615 | 6.0817 | 8.5193 | 10.9227 | 4.8497 | -1.7301 | -10.3541 | -14.9035 | -9.8 | 5 | 5 | 5 | 5 | 10 | -9.6 | 5 | 5 | 5 | 5 | 5 | 24 | 100 | 190 | 190 | 210 | 330 | [11 empty] | 1.27 | 1.27 | 1.81 | 1.14 | 1.36 | Ende
| 871.1359 | 822.7581 | AT0039a-Alberschwende | - | - | - | AT0039a |  | x | x | 0039a | AT | Vorarlberg | Alberschwende | Quelle: ZAMG | 2007 PHI. | 47.46 | 9.85 | 721 | 10 | -1.9 | 1.4 | 4.2 | 7.1 | 11.9 | 15.4 | 17.3 | 17.2 | 13.8 | 7.4 | 2.5 | -0.3 | 12 | 17 | 28 | 39 | 50 | 61 | 50 | 40 | 29 | 20 | 12 | 11 | 20 | 38 | 65 | 72 | 84 | 98 | 95 | 90 | 63 | 39 | 19 | 22 | 43 | 70 | 97 | 86 | 86 | 89 | 85 | 96 | 92 | 83 | 44 | 63 | 19 | 33 | 60 | 76 | 90 | 102 | 93 | 89 | 69 | 51 | 23 | 26 | 30 | 53 | 99 | 124 | 150 | 173 | 161 | 150 | 109 | 70 | 32 | 33 | -5.4 | -2.2 | -0.3 | 2 | 6.6 | 10.2 | 12.2 | 12.2 | 9.3 | 3.6 | -0.8 | -3.5 | -17.3773 | -12.4629 | -9.6068 | -6.2092 | 0.39695 | 5.3983 | 8.1155 | 8.1155 | 4.1615 | -3.8832 | -10.3541 | -14.4434 | -10.8 | 15 | 25 | 55 | 25 | 35 | -10.1 | 15 | 20 | 35 | 20 | 25 | 23 | 100 | 210 | 190 | 210 | 350 | [11 empty] | 1.27 | 1.27 | 1.79 | 1.13 | 1.33 | Ende
| 862.5276 | 814.4164 | AT0040a-Bregenz | - | - | - | AT0040a |  | x | x | 0040a | AT | Vorarlberg | Bregenz | Quelle: ZAMG | 2007 PHI. | 47.5 | 9.75 | 438 | 7.9 | -0.5 | 1 | 4.5 | 8.3 | 12.7 | 15.7 | 17.8 | 17.3 | 14.3 | 9.5 | 4.4 | 0.8 | 9 | 13 | 24 | 33 | 42 | 45 | 48 | 35 | 27 | 17 | 10 | 7 | 19 | 30 | 55 | 73 | 86 | 84 | 98 | 83 | 58 | 40 | 19 | 14 | 50 | 71 | 91 | 87 | 88 | 82 | 94 | 96 | 91 | 77 | 45 | 41 | 19 | 34 | 56 | 69 | 88 | 91 | 101 | 81 | 63 | 39 | 19 | 16 | 29 | 47 | 86 | 117 | 151 | 157 | 171 | 144 | 99 | 61 | 30 | 22 | -3.2 | -2.5 | 0 | 3.2 | 7.4 | 10.6 | 12.5 | 12.3 | 10.1 | 6.2 | 1.4 | -2 | -13.9845 | -12.9181 | -9.16 | -4.4619 | 1.5209 | 5.9452 | 8.5193 | 8.2502 | 5.2613 | -0.16774 | -7.0893 | -12.1602 | -3.3 | 25 | 40 | 65 | 35 | 50 | -0.2 | 10 | 10 | 15 | 15 | 20 | 23 | 100 | 190 | 180 | 210 | 330 | [11 empty] | 1.28 | 1.28 | 1.79 | 1.12 | 1.32 | Ende
| 866.4912 | 819.2327 | AT0041a-Dornbirn | - | - | - | AT0041a |  | x | x | 0041a | AT | Vorarlberg | Dornbirn | Quelle: ZAMG | 2007 PHI. | 47.43 | 9.73 | 410 | 9.4 | -1.1 | 0.5 | 4.5 | 8.7 | 13.5 | 16.4 | 17.3 | 17.7 | 14.8 | 9.7 | 3.5 | 0.1 | 9 | 14 | 21 | 31 | 44 | 49 | 46 | 36 | 26 | 18 | 10 | 8 | 20 | 34 | 55 | 73 | 93 | 91 | 101 | 85 | 59 | 41 | 19 | 16 | 58 | 68 | 94 | 89 | 86 | 82 | 93 | 97 | 90 | 80 | 46 | 45 | 22 | 31 | 63 | 78 | 87 | 90 | 98 | 85 | 63 | 41 | 22 | 17 | 30 | 49 | 87 | 118 | 151 | 157 | 171 | 144 | 100 | 63 | 31 | 23 | -3.6 | -2.6 | -0.1 | 3.2 | 7.4 | 10.7 | 12.4 | 12.3 | 10.1 | 6 | 1 | -2.3 | -14.5967 | -13.07 | -9.3088 | -4.4619 | 1.5209 | 6.0817 | 8.3848 | 8.2502 | 5.2613 | -0.45078 | -7.6785 | -12.6145 | -3.7 | 30 | 45 | 65 | 40 | 60 | -2 | 10 | 10 | 10 | 10 | 15 | 25 | 100 | 200 | 180 | 200 | 330 | [11 empty] | 1.27 | 1.27 | 1.79 | 1.13 | 1.33 | Ende
| 871.0244 | 826.2832 | AT0042a-Feldkirch | - | - | - | AT0042a |  | x | x | 0042a | AT | Vorarlberg | Feldkirch | Quelle: ZAMG | 2007 PHI. | 47.27 | 9.6 | 440 | 8.7 | -0.7 | 0.3 | 4.3 | 8.7 | 13.3 | 16.1 | 18 | 17.4 | 14.4 | 9.5 | 4.2 | 0.1 | 10 | 14 | 24 | 30 | 43 | 46 | 47 | 36 | 25 | 17 | 11 | 8 | 25 | 39 | 61 | 73 | 91 | 86 | 93 | 86 | 62 | 46 | 22 | 19 | 68 | 86 | 97 | 90 | 86 | 79 | 92 | 93 | 97 | 94 | 57 | 56 | 28 | 38 | 61 | 74 | 90 | 90 | 99 | 89 | 69 | 48 | 25 | 19 | 35 | 55 | 92 | 120 | 153 | 154 | 168 | 142 | 102 | 69 | 35 | 27 | -3.9 | -2.9 | -0.3 | 3 | 7.5 | 10.6 | 12.3 | 12.1 | 10 | 5.8 | 1.1 | -2.6 | -15.0572 | -13.5267 | -9.6068 | -4.7519 | 1.6609 | 5.9452 | 8.2502 | 7.9806 | 5.1242 | -0.73427 | -7.531 | -13.07 | -9.5 | 10 | 45 | 120 | 35 | 50 | -4 | 10 | 10 | 20 | 10 | 15 | 24 | 100 | 210 | 160 | 220 | 350 | [11 empty] | 1.27 | 1.27 | 1.79 | 1.13 | 1.33 | Ende
| 905.2496 | 856.7823 | AT0043a-Warth | - | - | - | AT0043a |  | x | x | 0043a | AT | Vorarlberg | Warth | Quelle: ZAMG | 2007 PHI. | 47.25 | 10.18 | 1475 | 8.9 | -3.9 | -4.1 | -1.8 | 1.5 | 6 | 9.7 | 11.7 | 11.1 | 9.3 | 5.5 | -0.4 | -3.4 | 12 | 15 | 25 | 32 | 46 | 53 | 54 | 36 | 25 | 18 | 12 | 10 | 40 | 59 | 90 | 102 | 109 | 94 | 111 | 97 | 81 | 60 | 41 | 34 | 131 | 134 | 149 | 121 | 99 | 89 | 103 | 109 | 125 | 123 | 111 | 112 | 42 | 52 | 83 | 96 | 107 | 108 | 115 | 97 | 81 | 59 | 41 | 34 | 52 | 74 | 124 | 151 | 174 | 172 | 188 | 159 | 120 | 84 | 52 | 41 | -9.5 | -8.7 | -6.2 | -2.6 | 1.8 | 5.1 | 7 | 6.9 | 4.7 | 0.8 | -4.8 | -8.3 | -23.8721 | -22.5868 | -18.6267 | -13.07 | -6.5021 | -1.7301 | 0.95982 | 0.81927 | -2.3017 | -7.9738 | -16.4457 | -21.9475 | -12 | 20 | 35 | 60 | 30 | 40 | -9.3 | 20 | 25 | 35 | 25 | 35 | 17 | 100 | 210 | 230 | 210 | 350 | [11 empty] | 1.27 | 1.27 | 1.79 | 1.1 | 1.25 | Ende
| 1235.4864 | 1152.1838 | AT0045a-Wien-Donaufeld | - | - | - | AT0045a |  | x | x | 0045a | AT | Wien | Wien-Donaufeld | Quelle: ZAMG | 2007 PHI. | 48.26 | 16.43 | 161 | 10 | -0.5 | -0.4 | 6.5 | 12.4 | 16.6 | 19.1 | 22.6 | 21.8 | 15.9 | 12.1 | 6.1 | 1.8 | 10 | 17 | 29 | 41 | 55 | 64 | 58 | 46 | 31 | 21 | 10 | 9 | 19 | 37 | 58 | 77 | 99 | 102 | 99 | 95 | 59 | 38 | 19 | 17 | 41 | 71 | 89 | 94 | 101 | 94 | 93 | 103 | 87 | 78 | 52 | 46 | 18 | 32 | 54 | 81 | 106 | 105 | 98 | 94 | 65 | 48 | 27 | 19 | 27 | 52 | 90 | 132 | 175 | 178 | 171 | 160 | 102 | 67 | 33 | 25 | -3.8 | -4.6 | 0.7 | 5.1 | 9.6 | 12.1 | 14.7 | 14.6 | 10 | 7.4 | 2.5 | -1.5 | -14.9035 | -16.1362 | -8.1217 | -1.7301 | 4.5747 | 7.9806 | 11.4522 | 11.32 | 5.1242 | 1.5209 | -5.479 | -11.4054 | -8.2 | 10 | 15 | 30 | 15 | 20 | -7.3 | 10 | 15 | 20 | 15 | 20 | 27 | 100 | 200 | 190 | 200 | 330 | [11 empty] | 1.29 | 1.28 | 1.83 | 1.13 | 1.33 | Ende
| 1232.0191 | 1148.9377 | AT0046a-Wien-Hohe Warte | - | - | - | AT0046a |  | x | x | 0046a | AT | Wien | Wien-Hohe Warte | Quelle: ZAMG | 2007 PHI. | 48.25 | 16.37 | 209 | 9.1 | -0.7 | 1.3 | 5.4 | 10.2 | 14.7 | 17.8 | 19.7 | 19.2 | 15.5 | 10.2 | 4.7 | 1 | 8 | 13 | 24 | 31 | 41 | 47 | 48 | 39 | 25 | 20 | 10 | 7 | 19 | 27 | 58 | 69 | 86 | 93 | 97 | 88 | 56 | 42 | 18 | 14 | 51 | 56 | 90 | 85 | 92 | 82 | 95 | 98 | 90 | 78 | 42 | 38 | 18 | 29 | 53 | 74 | 96 | 89 | 97 | 86 | 61 | 40 | 19 | 15 | 27 | 42 | 86 | 115 | 154 | 157 | 169 | 145 | 96 | 64 | 29 | 21 | -3.7 | -2.6 | -0.3 | 3.1 | 8.1 | 11.3 | 12.6 | 12.6 | 10.2 | 6 | 1.3 | -2 | -14.75 | -13.07 | -9.6068 | -4.6068 | 2.4984 | 6.8981 | 8.6538 | 8.6538 | 5.3983 | -0.45078 | -7.2364 | -12.1602 | -8 | 15 | 30 | 45 | 25 | 40 | -5.1 | 5 | 5 | 10 | 5 | 10 | 26 | 100 | 210 | 180 | 220 | 350 | [11 empty] | 1.29 | 1.28 | 1.83 | 1.13 | 1.33 | Ende
| 1234.5426 | 1151.8077 | AT0047a-Wien-Innere Stadt | - | - | - | AT0047a |  | x | x | 0047a | AT | Wien | Wien-Innere Stadt | Quelle: ZAMG | 2007 PHI. | 48.2 | 16.37 | 171 | 7.6 | 0.3 | 2 | 6.3 | 11.2 | 15.6 | 18.6 | 21.3 | 20.4 | 16.8 | 11.5 | 5.7 | 1.9 | 8 | 13 | 23 | 31 | 44 | 48 | 45 | 36 | 24 | 18 | 9 | 6 | 19 | 27 | 56 | 71 | 88 | 90 | 102 | 84 | 57 | 41 | 20 | 14 | 50 | 56 | 89 | 88 | 93 | 83 | 93 | 103 | 91 | 85 | 48 | 43 | 19 | 26 | 53 | 65 | 92 | 93 | 96 | 90 | 62 | 42 | 20 | 14 | 27 | 43 | 84 | 115 | 156 | 159 | 169 | 145 | 96 | 65 | 29 | 20 | -3.5 | -2.6 | 0 | 3 | 8.1 | 11.2 | 12.5 | 12.7 | 10.3 | 6.1 | 1.5 | -2 | -14.4434 | -13.07 | -9.16 | -4.7519 | 2.4984 | 6.7623 | 8.5193 | 8.7881 | 5.5352 | -0.3092 | -6.9423 | -12.1602 | -8.1 | 20 | 30 | 45 | 25 | 40 | -5.4 | 15 | 15 | 20 | 15 | 25 | 27 | 100 | 210 | 190 | 210 | 350 | [11 empty] | 1.29 | 1.28 | 1.83 | 1.13 | 1.33 | Ende
| 1247.7649 | 1164.5215 | AT0044a-Wien Ost (Groß-Enzersdorf) | - | - | - | AT0044a |  | x | x | 0044a | AT | Wien | Wien Ost (Groß-Enzersdorf) | Quelle: ZAMG | 2007 PHI. | 48.2 | 16.57 | 153 | 7.7 | 0 | 0.6 | 5.6 | 9.4 | 15 | 17.8 | 20 | 20 | 16.1 | 10.6 | 4.4 | 1.1 | 9 | 14 | 22 | 32 | 40 | 48 | 46 | 38 | 26 | 18 | 10 | 6 | 18 | 26 | 51 | 65 | 90 | 92 | 93 | 85 | 63 | 43 | 22 | 15 | 44 | 56 | 86 | 83 | 94 | 84 | 94 | 100 | 90 | 88 | 51 | 39 | 17 | 28 | 53 | 68 | 92 | 91 | 98 | 87 | 57 | 43 | 21 | 13 | 27 | 42 | 82 | 113 | 157 | 161 | 168 | 146 | 97 | 66 | 31 | 20 | -3.2 | -3.4 | 0.3 | 2.7 | 8.1 | 10.7 | 12.3 | 12.8 | 10.2 | 6 | 1.2 | -2 | -13.9845 | -14.2903 | -8.7143 | -5.1878 | 2.4984 | 6.0817 | 8.2502 | 8.9223 | 5.3983 | -0.45078 | -7.3837 | -12.1602 | -9.5 | 10 | 20 | 40 | 20 | 25 | -5 | 10 | 10 | 15 | 10 | 15 | 25 | 100 | 200 | 180 | 200 | 330 | [11 empty] | 1.28 | 1.28 | 1.83 | 1.16 | 1.35 | Ende
| 974.3848 | 918.6168 | AT0032b-Innsbruck | - | - | - | AT0032b |  | x | x | 0032b | AT | Tirol | Innsbruck | Quelle: ZAMG | 2014 PHI. Vergleich mit Meteonorm & IWEC. PassREg. | 47.26 | 11.38 | 578 | 10.6 | -1.9 | 0.6 | 5.3 | 10.1 | 15.2 | 17.2 | 18.1 | 17.8 | 14.4 | 9.2 | 4.3 | -2.1 | 13 | 17 | 24 | 33 | 42 | 42 | 38 | 34 | 27 | 20 | 13 | 11 | 28 | 30 | 60 | 83 | 96 | 84 | 88 | 81 | 66 | 50 | 24 | 22 | 77 | 84 | 103 | 106 | 94 | 81 | 91 | 95 | 102 | 107 | 61 | 69 | 24 | 39 | 54 | 71 | 80 | 78 | 70 | 71 | 55 | 46 | 25 | 20 | 41 | 57 | 93 | 136 | 158 | 153 | 159 | 138 | 105 | 77 | 39 | 34 | -3.4 | -2.4 | 1.1 | 3.4 | 6.7 | 11.1 | 13.1 | 12.3 | 10.1 | 4.6 | 1.6 | -3.3 | -13.8 | -12.5 | -7.8 | -4.8 | -0.6 | 4.8 | 7.2 | 6.2 | 3.6 | -3.3 | -7.2 | -13.7 | -12 | 10 | 20 | 65 | 20 | 30 | -11.4 | 10 | 15 | 35 | 15 | 25 | 23.1 | 75 | 180 | 170 | 160 | 305 | 15.8 | 19.1 | 50 | 160 | 225 | 115 | 225 | 12.6 |  |  |  | 1.28 | 1.28 | 1.81 | 1.12 | 1.32 | Ende
| 16883.77 | 16768.3189 | AU0001a-Melbourne | - | - | 3 | AU0001a |  | x | x | 0001a | AU |  | Melbourne | Location is on the Southern Hemisphere. The original data has been adapted for use in the PHPP (see PHPP manual!) Source: NatHERS (A) RMY data 2012. | 2011 PHI. Vergleich mit EOSWEB, IWEC. | -37.817 | 144.967 | 38 | 8.7 | 9.2 | 9.9 | 11.9 | 13.4 | 15.7 | 17.6 | 19.3 | 19.7 | 17.2 | 14.5 | 12 | 10.1 | 19 | 27 | 35 | 47 | 58 | 71 | 69 | 50 | 43 | 30 | 23 | 18 | 37 | 49 | 71 | 97 | 99 | 116 | 121 | 99 | 85 | 60 | 40 | 35 | 90 | 98 | 100 | 90 | 68 | 66 | 74 | 79 | 102 | 98 | 91 | 91 | 41 | 53 | 73 | 93 | 97 | 107 | 113 | 99 | 82 | 58 | 45 | 41 | 59 | 83 | 118 | 161 | 174 | 202 | 215 | 168 | 144 | 96 | 68 | 55 | 5.7 | 5.8 | 6.9 | 7.9 | 9.4 | 10.1 | 12.1 | 12.4 | 10.8 | 9.1 | 7.8 | 6.6 | -1.7 | -0.4 | 0 | 1.4 | 3.4 | 4.6 | 7.2 | 6.5 | 5.8 | 3.3 | 1.8 | -0.9 | 7.6 | 30 | 53 | 115 | 59 | 90 | 10.5 | 21 | 25 | 44 | 30 | 46 | 26.2 | 86 | 190 | 116 | 151 | 296 | [11 empty] | 1.22 | 1.23 | 1.51 | 0.82 | 0.88 | Ende
| 14485.6257 | 14384.5335 | AU0002a-Perth | - | - | - | AU0002a |  | x | x | 0002a | AU |  | Perth | Location is on the Southern Hemisphere. The original data has been adapted for use in the PHPP (see PHPP manual!) Source: NatHERS (A) RMY data 2012. | 2014 PHI | -31.93 | 115.98 | 20 | 12.7 | 12.9 | 12.6 | 13.9 | 16.2 | 18.5 | 21.8 | 24.6 | 23.9 | 22 | 18.9 | 15.4 | 13.3 | 27 | 33 | 40 | 49 | 63 | 82 | 74 | 49 | 42 | 34 | 28 | 23 | 62 | 69 | 91 | 109 | 118 | 141 | 140 | 112 | 107 | 85 | 66 | 53 | 125 | 119 | 106 | 95 | 76 | 69 | 77 | 82 | 123 | 133 | 134 | 120 | 63 | 76 | 90 | 123 | 128 | 147 | 162 | 129 | 125 | 86 | 72 | 56 | 86 | 108 | 135 | 190 | 214 | 239 | 258 | 195 | 179 | 128 | 98 | 77 | 7.8 | 7.9 | 8.2 | 9.3 | 10.1 | 10.8 | 11.5 | 11.8 | 12.1 | 11.4 | 9 | 8.7 | [12 empty] | 8.9 | 35 | 75 | 105 | 60 | 90 | 8.9 | 35 | 75 | 105 | 60 | 90 | 28.5 | 70 | 185 | 210 | 195 | 290 | 18.1 | 32.9 | 115 | 225 | 150 | 230 | 380 | 15 |  |  |  | 1.2 | 1.21 | 1.79 | 1.05 | 0.98 | Ende
| 16958.1211 | 16840.1443 | AU0003a-Canberra | - | - | - | AU0003a |  | x | x | 0003a | AU |  | Canberra | Location is on the Southern Hemisphere. The original data has been adapted for use in the PHPP (see PHPP manual!) . Source: NatHERS-TMY2-A BoM | 2014 PHI | -35.31 | 149.2 | 580 | 14.1 | 5.5 | 6.9 | 10.8 | 13.3 | 15.9 | 19.1 | 20 | 19.2 | 17.4 | 14.6 | 9.5 | 6.1 | 18 | 22 | 26 | 35 | 43 | 52 | 53 | 36 | 30 | 23 | 19 | 16 | 53 | 75 | 91 | 101 | 113 | 110 | 117 | 92 | 99 | 71 | 51 | 45 | 120 | 134 | 124 | 106 | 82 | 78 | 83 | 87 | 125 | 129 | 134 | 116 | 48 | 65 | 81 | 109 | 111 | 126 | 122 | 103 | 101 | 77 | 61 | 46 | 78 | 106 | 141 | 188 | 207 | 230 | 222 | 173 | 165 | 116 | 88 | 70 | 1.7 | 1.8 | 3.7 | 6.5 | 7.6 | 9.5 | 9.9 | 10.6 | 10.1 | 7.1 | 5.3 | 2.6 | -5.9 | -5.4 | -3.9 | -0.5 | 4.6 | 6.1 | 7.5 | 8.1 | 4.8 | 1.8 | -3.9 | -5.2 | 2.2 | 20 | 60 | 125 | 55 | 85 | 2.8 | 20 | 30 | 55 | 35 | 55 | 21.7 | 60 | 160 | 215 | 170 | 255 | 13.6 | 25.5 | 75 | 210 | 155 | 205 | 365 | 15 | 0.7 | 26.1 | 3.3 | 1.23 | 1.23 | 1.68 | 0.99 | 1.16 | Ende
| 433.7022 | 389.6504 | BE0002b-Saint-Hubert | - | - | 4 | BE0002b |  | x | x | 0002b | BE |  | Saint-Hubert |  |  | 50.017 | 5.317 | 370 | 8.2 | -0.030914 | 0.45121 | 3.2878 | 5.4071 | 10.1755 | 12.278 | 15.0888 | 15.6551 | 11.6309 | 8.3708 | 3.612 | 1.2258 | 11.2968 | 20.1779 | 34.5631 | 54.5269 | 68.2164 | 71.3852 | 76.8995 | 60.2278 | 41.8451 | 26.9164 | 13.7542 | 9.2884 | 14.0253 | 32.8141 | 47.1269 | 74.2039 | 95.0244 | 89.6233 | 101.5802 | 83.947 | 59.6955 | 36.9205 | 20.4071 | 10.8809 | 25.0321 | 64.872 | 66.2125 | 79.7809 | 93.2159 | 83.5023 | 96.2069 | 89.1645 | 75.4 | 57.4891 | 41.8502 | 19.2003 | 14.5571 | 34.0339 | 48.5958 | 75.7609 | 93.7877 | 90.921 | 105.6133 | 88.2641 | 61.7964 | 37.3672 | 19.5856 | 11.7832 | 20.0677 | 44.8049 | 68.2778 | 107.1981 | 142.0362 | 136.0633 | 154.7053 | 127.115 | 86.3701 | 51.9821 | 27.31 | 15.6081 | [12 empty] | -10.0309 | -9.5488 | -6.7122 | -4.5929 | 0.17554 | 2.278 | 5.0888 | 5.6551 | 1.6309 | -1.6292 | -6.388 | -8.7742 | -5.7 | 10 | 10 | 15 | 10 | 15 | -5.5 | 10 | 10 | 15 | 10 | 15 | [17 empty] | 1.29 | 1.3 | 1.75 | 1.06 | 1.27 | Ende
| 218.7038 | 183.8394 | BE0003b-Oostende | - | - | - | BE0003b |  | x | x | 0003b | BE |  | Oostende |  |  | 51.217 | 2.917 | 2 | 8.2 | 3.9784 | 2.8668 | 6.1552 | 7.4853 | 11.0516 | 13.2673 | 16.2097 | 16.6849 | 13.7289 | 11.1442 | 6.8827 | 5 | 10.5501 | 19.6429 | 37.267 | 54.0982 | 71.9379 | 79.6145 | 78.1096 | 61.2322 | 40.4719 | 26.2788 | 12.9549 | 8.2951 | 14.5616 | 29.6518 | 52.8232 | 77.6306 | 102.6035 | 106.7389 | 106.7982 | 89.0742 | 63.3854 | 40.0947 | 18.3696 | 12.0193 | 31.2208 | 59.1794 | 72.9747 | 91.1289 | 105.2772 | 98.8189 | 100.0707 | 96.4995 | 88.9782 | 68.3449 | 40.1253 | 30.8166 | 15.2211 | 31.1957 | 54.1742 | 82.3012 | 106.2649 | 106.3289 | 102.3802 | 89.7573 | 64.7527 | 39.0157 | 18.2005 | 13.1211 | 20.0489 | 41.582 | 75.0942 | 116.4136 | 156.7952 | 161.2226 | 157.5778 | 131.6624 | 92.1022 | 55.4929 | 25.8311 | 16.2321 | [12 empty] | -6.0216 | -7.1332 | -3.8448 | -2.5147 | 1.0516 | 3.2673 | 6.2097 | 6.6849 | 3.7289 | 1.1442 | -3.1173 | -5 | -1.7 | 10 | 10 | 20 | 10 | 15 | -1.6 | 10 | 10 | 15 | 10 | 15 | [17 empty] | 1.29 | 1.29 | 1.71 | 0.98 | 1.15 | Ende
| 382.8173 | 342.171 | BE0004b-Florennes | - | - | - | BE0004b |  | x | x | 0004b | BE |  | Florennes |  |  | 50.25 | 4.7 | 255 | 8.2 | 1.3755 | 1.813 | 4.6212 | 6.7614 | 11.3587 | 13.5097 | 16.055 | 16.2573 | 12.7984 | 9.4602 | 4.8388 | 2.5862 | 11.4031 | 20.4188 | 34.4292 | 50.1086 | 70.7729 | 69.8089 | 75.5242 | 59.1814 | 39.4451 | 27.4387 | 13.6612 | 8.8137 | 14.8858 | 30.7589 | 48.4785 | 75.7061 | 96.644 | 94.4914 | 102.2722 | 88.275 | 61.4979 | 38.1926 | 19.3172 | 11.9826 | 27.2733 | 53.2296 | 65.1781 | 84.2812 | 94.0496 | 85.3471 | 94.5953 | 92.3287 | 80.7041 | 61.6725 | 36.8024 | 26.2169 | 14.6444 | 29.9107 | 47.0437 | 72.2536 | 95.1287 | 93.1088 | 98.3852 | 84.657 | 58.7013 | 41.5455 | 17.93 | 12.1387 | 20.3779 | 41.6161 | 69.0584 | 108.1484 | 142.8829 | 141.6006 | 151.3749 | 127.441 | 86.7203 | 54.5696 | 26.4125 | 16.3411 | [12 empty] | -8.6245 | -8.187 | -5.3788 | -3.2386 | 1.3587 | 3.5097 | 6.055 | 6.2573 | 2.7984 | -0.53978 | -5.1612 | -7.4138 | -4.4 | 15 | 20 | 50 | 20 | 30 | -1.3 | 5 | 10 | 15 | 5 | 10 | [17 empty] | 1.29 | 1.3 | 1.75 | 1.05 | 1.24 | Ende
| 463.5922 | 400.1398 | BE0005b-Elsenhorn | - | - | - | BE0005b |  | x | x | 0005b | BE |  | Elsenhorn |  |  | 50.45 | 6.217 | 619 | 8.2 | -0.72204 | -0.20013 | 2.3173 | 4.2887 | 8.7026 | 11.0137 | 13.5858 | 13.5671 | 10.4899 | 7.3961 | 3.1534 | 0.70591 | 10.7308 | 20.7695 | 35.1037 | 53.5775 | 66.4135 | 72.6235 | 70.9886 | 61.4068 | 41.8239 | 28.7783 | 13.2719 | 8.9286 | 12.991 | 31.4752 | 49.1204 | 76.2274 | 91.7701 | 93.3186 | 99.8158 | 83.0716 | 59.6908 | 41.9054 | 18.5281 | 12.0594 | 24.5504 | 56.0284 | 65.2224 | 85.8095 | 91.509 | 87.2899 | 95.3453 | 93.9086 | 77.2843 | 64.1799 | 35.8263 | 27.5956 | 14.4451 | 30.8342 | 50.1631 | 75.2969 | 97.608 | 96.5548 | 98.8336 | 88.6646 | 61.5174 | 39.9961 | 17.8661 | 12.5798 | 19.1815 | 42.1399 | 69.7083 | 110.0532 | 141.1501 | 142.3443 | 152.8209 | 127.9097 | 87.3702 | 57.0473 | 25.165 | 16.8147 | [12 empty] | -10.722 | -10.2001 | -7.6827 | -5.7113 | -1.2974 | 1.0137 | 3.5858 | 3.5671 | 0.48992 | -2.6039 | -6.8466 | -9.2941 | -7.3 | 10 | 10 | 15 | 10 | 15 | -7.3 | 10 | 10 | 15 | 10 | 15 | [17 empty] | 1.3 | 1.3 | 1.77 | 1.1 | 1.29 | Ende
| 437.3485 | 372.7984 | BE0006b-Limbourg | - | - | - | BE0006b |  | x | x | 0006b | BE |  | Limbourg |  |  | 50.617 | 5.933 | 253 | 8.2 | 2.0656 | 2.0425 | 5.2714 | 7.8858 | 12.5946 | 14.8309 | 17.3113 | 17.156 | 13.5856 | 10.48 | 5.4574 | 3.1566 | 12.1635 | 20.6023 | 33.9785 | 55.8792 | 73.7682 | 68.5591 | 80.0777 | 60.864 | 42.1822 | 26.2306 | 14.5718 | 9.4473 | 16.3863 | 32.1792 | 50.0195 | 78.4729 | 98.6537 | 93.483 | 101.4277 | 88.8885 | 57.9315 | 39.4904 | 20.4942 | 12.6272 | 30.783 | 58.8904 | 69.8366 | 85.9672 | 98.2496 | 86.2184 | 98.1164 | 96.848 | 77.2725 | 66.8871 | 42.3674 | 26.6763 | 15.7328 | 31.4985 | 50.2171 | 76.3605 | 101.4759 | 93.3654 | 108.0685 | 90.5107 | 61.9928 | 40.583 | 20.7588 | 12.6575 | 22.2771 | 43.4903 | 71.8026 | 112.2048 | 148.7644 | 142.4586 | 155.3096 | 130.8697 | 87.6025 | 55.5464 | 28.7615 | 17.0817 | [12 empty] | -7.9344 | -7.9575 | -4.7286 | -2.1142 | 2.5946 | 4.8309 | 7.3113 | 7.156 | 3.5856 | 0.47997 | -4.5426 | -6.8434 | -4.1 | 10 | 15 | 25 | 15 | 20 | -4.1 | 10 | 10 | 20 | 15 | 20 | [17 empty] | 1.3 | 1.3 | 1.76 | 1.06 | 1.25 | Ende
| 329.9709 | 280.468 | BE0001c-Brüssel (Ukkel) | - | - | - | BE0001c |  | x | x | 0001c | BE |  | Brüssel (Ukkel) | Source: Temperature & Dew Point from KMI (1981-2010). Radiation: MN7 Station (1968-2005). | 2014 PHI. Load data from IWEC. PassREg | 50.78 | 4.35 | 100 | 8.3 | 3.3 | 3.7 | 6.8 | 9.8 | 13.6 | 16.2 | 18.4 | 18 | 14.9 | 11.1 | 6.8 | 3.9 | 7 | 11 | 21 | 30 | 45 | 48 | 48 | 37 | 25 | 16 | 9 | 6 | 15 | 23 | 42 | 66 | 93 | 89 | 89 | 83 | 52 | 34 | 17 | 10 | 39 | 52 | 75 | 84 | 88 | 80 | 83 | 92 | 78 | 71 | 46 | 26 | 15 | 26 | 48 | 68 | 87 | 86 | 83 | 78 | 54 | 39 | 19 | 11 | 21 | 36 | 70 | 107 | 146 | 148 | 145 | 131 | 84 | 54 | 27 | 15 | 1.2 | 1.2 | 2.5 | 4.5 | 8.6 | 11.6 | 13 | 13.3 | 12 | 8.7 | 4.5 | 1.8 | -5.6 | -5.4 | -3.9 | -1.8 | 2.5 | 5.7 | 8 | 8.1 | 6 | 2.9 | -0.8 | -5.1 | -3.1 | 10 | 17 | 47 | 17 | 32 | 3.4 | 5 | 5 | 10 | 5 | 18 | 24.9 | 75 | 170 | 195 | 175 | 310 | 17.9 | 18.6 | 45 | 95 | 185 | 100 | 160 | 16 |  |  |  | 1.29 | 1.3 | 1.74 | 1.02 | 1.19 | Ende
| 2025.6996 | 1953.7491 | BG0007a-Sofia | - | - | 5 | BG0007a |  | x | x | 0007a | BG | Climate Zone 7 | Sofia | Source: Meteonorm V6. | 2011 PHI. Vergleich mit EOSWEB. | 42.697 | 23.323 | 560 | 11.7 | -1.2 | 0.7 | 5.1 | 10 | 15.3 | 18.9 | 21.3 | 20.8 | 15.5 | 10.8 | 5.3 | -0.2 | 13 | 18 | 29 | 36 | 45 | 53 | 50 | 42 | 32 | 22 | 14 | 12 | 23 | 34 | 54 | 69 | 81 | 92 | 97 | 89 | 64 | 47 | 25 | 19 | 52 | 66 | 79 | 75 | 75 | 75 | 82 | 89 | 89 | 84 | 53 | 40 | 26 | 37 | 54 | 65 | 79 | 89 | 91 | 84 | 67 | 49 | 28 | 20 | 38 | 57 | 91 | 115 | 144 | 160 | 170 | 151 | 113 | 77 | 42 | 30 | -3.7 | -3.6 | -1.8 | 3 | 8.8 | 12.1 | 12.8 | 12.7 | 9.8 | 6.4 | 2 | -2.6 | -12.4 | -11.8 | -8.8 | -3.2 | 3.9 | 6.9 | 8.7 | 8.1 | 4.6 | 0.4 | -4.7 | -10.3 | -8.9 | 15 | 27 | 64 | 31 | 45 | -3.8 | 12 | 14 | 24 | 17 | 25 | 24.6 | 62 | 154 | 132 | 163 | 292 | [11 empty] | 1.24 | 1.23 | 1.75 | 1.21 | 1.61 | Ende
| 2288.0125 | 2204.1815 | BG0001a-Varna | - | - | - | BG0001a |  | x | x | 0001a | BG | Climate Zone 1 | Varna | Source: Meteonorm V6. | 2011 PHI. Vergleich mit EOSWEB. | 43.21 | 27.91 | 44 | 10.7 | 2.1 | 2.9 | 6.1 | 10.6 | 15.9 | 20.3 | 23.2 | 22.6 | 17.6 | 13 | 8.4 | 3 | 13 | 18 | 30 | 39 | 49 | 52 | 51 | 42 | 31 | 23 | 15 | 12 | 28 | 34 | 56 | 75 | 99 | 101 | 104 | 94 | 69 | 47 | 29 | 22 | 63 | 68 | 81 | 87 | 88 | 81 | 86 | 100 | 95 | 88 | 66 | 59 | 26 | 36 | 56 | 75 | 93 | 92 | 96 | 93 | 71 | 51 | 31 | 26 | 42 | 57 | 93 | 131 | 169 | 176 | 180 | 167 | 118 | 80 | 48 | 36 | -0.8 | -1 | 1.7 | 6 | 11 | 15.5 | 17.6 | 17.4 | 13.3 | 9.6 | 5.7 | 0.2 | -8.8 | -8.5 | -5.5 | -0.3 | 4.7 | 10 | 12.7 | 12.5 | 7.5 | 3.8 | -0.4 | -8 | -6 | 18 | 41 | 98 | 38 | 60 | 0.1 | 12 | 14 | 32 | 23 | 28 | 25 | 68 | 143 | 115 | 129 | 238 | [11 empty] | 1.23 | 1.22 | 1.74 | 1.17 | 1.52 | Ende
| 2218.9423 | 2136.702 | BG0002a-Shumen | - | - | - | BG0002a |  | x | x | 0002a | BG | Climate Zone 2 | Shumen | Source: Meteonorm V6. | 2011 PHI. Vergleich mit EOSWEB. | 43.283 | 26.933 | 242 | 9.5 | 0.7 | 2.5 | 6 | 10.8 | 16.4 | 20.3 | 22.9 | 22.4 | 17 | 12.3 | 7.3 | 1.6 | 14 | 18 | 29 | 38 | 49 | 52 | 51 | 42 | 31 | 22 | 16 | 12 | 27 | 35 | 56 | 80 | 101 | 103 | 106 | 93 | 71 | 48 | 29 | 23 | 59 | 68 | 83 | 88 | 88 | 81 | 88 | 98 | 97 | 90 | 64 | 57 | 27 | 35 | 58 | 75 | 92 | 92 | 95 | 92 | 71 | 54 | 30 | 25 | 41 | 58 | 95 | 134 | 170 | 177 | 183 | 166 | 119 | 81 | 48 | 36 | -2.4 | -2.2 | 0.2 | 4.6 | 9.7 | 13.6 | 15.1 | 14.7 | 11.2 | 7.6 | 3.8 | -1.4 | -10.8 | -9.8 | -7 | -1.8 | 3.8 | 8.4 | 10.7 | 10.2 | 5.5 | 1.6 | -2.3 | -9.8 | -8.1 | 18 | 39 | 82 | 34 | 55 | -3.3 | 12 | 17 | 37 | 20 | 30 | 26.8 | 64 | 170 | 126 | 139 | 274 | [11 empty] | 1.23 | 1.23 | 1.75 | 1.18 | 1.54 | Ende
| 2118.7447 | 2036.3036 | BG0003a-Ruse | - | - | - | BG0003a |  | x | x | 0003a | BG | Climate Zone 3 | Ruse | Source: Meteonorm V6. | 2011 PHI. Vergleich mit EOSWEB. | 43.856 | 25.971 | 48 | 11.1 | -0.2 | 2.7 | 7.3 | 12.6 | 18.9 | 22.4 | 24.6 | 24.2 | 18.1 | 12.8 | 7 | 0.7 | 13 | 19 | 28 | 36 | 49 | 53 | 51 | 41 | 31 | 22 | 16 | 12 | 31 | 38 | 63 | 85 | 105 | 109 | 113 | 98 | 74 | 55 | 28 | 23 | 72 | 79 | 99 | 97 | 94 | 87 | 94 | 105 | 106 | 103 | 64 | 57 | 28 | 40 | 64 | 79 | 95 | 99 | 102 | 95 | 74 | 55 | 31 | 25 | 44 | 64 | 106 | 142 | 179 | 191 | 197 | 174 | 127 | 89 | 48 | 36 | -2.6 | -1.4 | 1.2 | 5.7 | 10.9 | 14.7 | 16.2 | 15.7 | 12.2 | 8.2 | 3.8 | -1.8 | -11.7 | -9.5 | -6.1 | -0.5 | 5.7 | 9.6 | 11.8 | 11.4 | 6.7 | 2 | -2.5 | -10.3 | -7.9 | 18 | 38 | 75 | 32 | 52 | -3.7 | 15 | 19 | 41 | 26 | 34 | 27.9 | 64 | 142 | 128 | 117 | 220 | [11 empty] | 1.24 | 1.23 | 1.76 | 1.17 | 1.53 | Ende
| 2154.8992 | 2081.5333 | BG0006a-Plovdiv | - | - | - | BG0006a |  | x | x | 0006a | BG | Climate Zone 6 | Plovdiv | Source: Meteonorm V6. | 2011 PHI. Vergleich mit EOSWEB. | 42.15 | 24.75 | 171 | 11.9 | 0.9 | 3.3 | 7.2 | 12 | 17.4 | 21.7 | 24.4 | 23.6 | 18.4 | 13 | 7.2 | 1.3 | 14 | 19 | 29 | 36 | 47 | 52 | 51 | 43 | 30 | 24 | 15 | 14 | 35 | 37 | 57 | 83 | 93 | 97 | 98 | 93 | 71 | 51 | 28 | 29 | 88 | 75 | 87 | 92 | 84 | 78 | 83 | 93 | 98 | 91 | 67 | 71 | 34 | 40 | 59 | 78 | 91 | 88 | 89 | 87 | 73 | 53 | 33 | 28 | 53 | 65 | 97 | 140 | 166 | 170 | 173 | 159 | 124 | 85 | 50 | 45 | -1.8 | -2 | 0.4 | 5.1 | 10.6 | 13.3 | 13.9 | 13.6 | 11.3 | 7.9 | 3.6 | -0.9 | -11.2 | -9.4 | -6.4 | -1.3 | 5.4 | 8.9 | 10.7 | 9.7 | 6.4 | 2.2 | -2.7 | -9.3 | -6.9 | 18 | 49 | 130 | 51 | 73 | -1.6 | 17 | 23 | 41 | 24 | 38 | 27.4 | 61 | 141 | 115 | 118 | 243 | [11 empty] | 1.23 | 1.22 | 1.75 | 1.23 | 1.65 | Ende
| 2222.3369 | 2147.8383 | BG0008a-Haskovo | - | - | - | BG0008a |  | x | x | 0008a | BG | Climate Zone 8 | Haskovo | Source: Meteonorm V6. | 2011 PHI. Vergleich mit EOSWEB. | 41.933 | 25.567 | 183 | 12.2 | 0.6 | 2.8 | 7.1 | 12 | 17 | 21.3 | 23.9 | 23.7 | 18.5 | 13.2 | 7.1 | 1.3 | 14 | 19 | 30 | 37 | 47 | 52 | 52 | 44 | 30 | 23 | 16 | 14 | 33 | 38 | 59 | 84 | 98 | 106 | 105 | 93 | 70 | 52 | 30 | 28 | 78 | 76 | 87 | 95 | 86 | 80 | 84 | 95 | 96 | 93 | 69 | 65 | 32 | 40 | 60 | 79 | 93 | 93 | 92 | 89 | 72 | 53 | 34 | 27 | 50 | 66 | 100 | 144 | 172 | 182 | 180 | 163 | 122 | 86 | 52 | 43 | -2 | -1 | 1.9 | 6.2 | 11.6 | 14.6 | 15.8 | 15.6 | 12.5 | 9 | 3.9 | -0.6 | -11.1 | -8.6 | -5.1 | -0.2 | 5.8 | 9.5 | 11.9 | 11.3 | 7.3 | 3.2 | -2.6 | -8.8 | -7.5 | 19 | 42 | 86 | 36 | 58 | -0.9 | 15 | 19 | 35 | 23 | 33 | 27 | 64 | 119 | 113 | 133 | 235 | [11 empty] | 1.23 | 1.22 | 1.74 | 1.25 | 1.68 | Ende
| 2060.5512 | 1991.935 | BG0009a-Blagoevgrad | - | - | - | BG0009a |  | x | x | 0009a | BG | Climate Zone 9 | Blagoevgrad | Source: Meteonorm V6. | 2011 PHI. Vergleich mit EOSWEB. | 42.014 | 23.095 | 373 | 11.7 | 0.7 | 2.8 | 7.3 | 12 | 17.1 | 21 | 23.6 | 23.2 | 17.9 | 13 | 6.6 | 1.4 | 14 | 19 | 29 | 37 | 46 | 55 | 50 | 41 | 31 | 23 | 15 | 11 | 27 | 36 | 58 | 76 | 95 | 102 | 107 | 98 | 71 | 49 | 26 | 21 | 61 | 71 | 87 | 86 | 84 | 80 | 87 | 98 | 100 | 86 | 57 | 48 | 28 | 39 | 59 | 78 | 90 | 92 | 99 | 94 | 71 | 51 | 31 | 21 | 42 | 62 | 99 | 132 | 167 | 175 | 190 | 170 | 125 | 82 | 45 | 33 | -2.7 | -2.2 | 0 | 4.4 | 10.1 | 12.7 | 13.1 | 13.2 | 10.7 | 7.7 | 2.8 | -1.3 | -11.2 | -9.9 | -6.6 | -1.8 | 5.2 | 7.7 | 9.4 | 8.7 | 5.8 | 2.1 | -3.7 | -8.7 | -5.9 | 19 | 37 | 72 | 35 | 53 | 2.3 | 10 | 10 | 18 | 14 | 20 | 26.4 | 57 | 154 | 127 | 152 | 290 | [11 empty] | 1.24 | 1.23 | 1.74 | 1.24 | 1.66 | Ende
| 2305.3792 | 2224.7657 | BG0005b-Burgas | - | - | - | BG0005b |  | x | x | 0005b | BG | Climate Zone 5 | Burgas | Source: Meteonorm V6. | 2011 PHI. Confirmed 2014 by comparison with data from national regulation. PassREg | 42.51 | 27.47 | 31 | 9.6 | 2.5 | 3.4 | 6.4 | 10.7 | 16 | 20.6 | 23.6 | 22.9 | 18.3 | 13.6 | 8.8 | 3.3 | 14 | 18 | 29 | 38 | 47 | 54 | 54 | 42 | 32 | 25 | 16 | 13 | 28 | 35 | 55 | 78 | 101 | 103 | 108 | 94 | 70 | 48 | 29 | 24 | 64 | 68 | 84 | 89 | 86 | 82 | 88 | 99 | 94 | 85 | 65 | 55 | 29 | 36 | 59 | 75 | 93 | 94 | 96 | 94 | 70 | 52 | 32 | 25 | 44 | 59 | 96 | 135 | 172 | 180 | 184 | 169 | 120 | 82 | 50 | 38 | -0.5 | -0.7 | 1.9 | 6.1 | 11 | 15.2 | 17.3 | 17 | 13.1 | 9.5 | 5.7 | 0.5 | -8.5 | -8 | -5.2 | -0.3 | 4.7 | 9.8 | 12.6 | 12.2 | 7.7 | 3.9 | -0.2 | -7 | -4.7 | 19 | 37 | 81 | 34 | 57 | 0.3 | 14 | 20 | 31 | 19 | 32 | 30.7 | 90 | 195 | 180 | 195 | 355 |  | 27.3 | 65 | 160 | 230 | 160 | 265 |  |  |  |  | 1.23 | 1.22 | 1.74 | 1.19 | 1.57 | Ende
| 2148.5432 | 2069.6181 | BG0004b-Veliko Tarnovo | - | - | - | BG0004b |  | x | x | 0004b | BG | Climate Zone 4 | Veliko Tarnovo | Source: Meteonorm V6. | 2011 PHI. Confirmed 2014 by comparison with data from national regulation. PassREg | 43.086 | 25.656 | 137 | 11.2 | 0.6 | 3.1 | 6.8 | 11.9 | 17.5 | 21.1 | 23.3 | 23 | 17.4 | 12.5 | 7.2 | 1.4 | 14 | 19 | 28 | 37 | 48 | 54 | 51 | 44 | 32 | 24 | 15 | 13 | 28 | 35 | 55 | 80 | 97 | 100 | 103 | 89 | 70 | 50 | 28 | 24 | 61 | 68 | 85 | 90 | 86 | 81 | 87 | 93 | 96 | 91 | 65 | 57 | 27 | 35 | 58 | 74 | 90 | 90 | 95 | 89 | 72 | 54 | 31 | 23 | 42 | 59 | 95 | 135 | 166 | 172 | 181 | 159 | 121 | 84 | 48 | 37 | -2.6 | -2 | 0.5 | 5.1 | 10.6 | 14.3 | 15.6 | 15.1 | 11.7 | 7.9 | 3.7 | -1.6 | -11.1 | -9.3 | -6.3 | -1.1 | 5.3 | 9.4 | 11.4 | 10.9 | 6.3 | 1.9 | -2.6 | -9.3 | -7.6 | 19 | 39 | 82 | 35 | 56 | -3.1 | 16 | 23 | 40 | 24 | 36 | 29.6 | 92 | 197 | 185 | 197 | 349 |  | 26 | 65 | 160 | 238 | 160 | 270 |  |  |  |  | 1.24 | 1.23 | 1.76 | 1.18 | 1.56 | Ende
| 8867.9315 | 8982.5248 | BR0001b-Brasilia | - | - | 6 | BR0001b |  | x | x | 0001b | BR |  | Brasilia | Location is on the Southern Hemisphere. The original data has been adapted for use in the PHPP (see PHPP manual!) Source: Meteonorm V6. | 2011 PHI | -15.78 | -47.93 | 1158 | 9.5 | 19.1 | 21.2 | 23 | 23.7 | 22.2 | 22.4 | 21.6 | 21.8 | 22 | 21.4 | 20.2 | 19.1 | 38 | 42 | 44 | 49 | 63 | 74 | 68 | 53 | 46 | 43 | 40 | 35 | 90 | 94 | 85 | 83 | 77 | 81 | 83 | 81 | 76 | 83 | 82 | 83 | 143 | 123 | 74 | 44 | 37 | 39 | 37 | 38 | 55 | 91 | 121 | 141 | 80 | 93 | 88 | 78 | 74 | 74 | 69 | 79 | 74 | 81 | 78 | 76 | 154 | 170 | 158 | 145 | 142 | 147 | 145 | 154 | 141 | 150 | 147 | 143 | 10.1 | 9.4 | 11.9 | 14.4 | 17.4 | 17.8 | 18.1 | 17.7 | 18 | 16.7 | 14.3 | 11.7 | 4 | 4.9 | 7.8 | 10.5 | 13.5 | 13.9 | 14.1 | 13.6 | 14.1 | 12 | 10 | 5.8 | 18 | 15 | 65 | 115 | 60 | 120 | 20.9 | 21 | 29 | 25 | 26 | 60 | 24.7 | 75 | 119 | 69 | 86 | 179 | [11 empty] | 1.09 | 1.08 | 0.59 | 1.28 | 1.22 | Ende
| 1828.9924 | 1713.6054 | BY0001a-Minsk | - | - | 7 | BY0001a |  | x | x | 0001a | BY |  | Minsk |  |  | 53.9 | 27.5 | 280 | 9 | -6.9 | -6.2 | -2 | 5.5 | 12.7 | 16 | 17.7 | 16.3 | 11.6 | 5.8 | 0.2 | -4.3 | 13.6 | 25.5 | 41.9 | 41.7 | 59.2 | 69.4 | 64.7 | 48.9 | 32.8 | 18.3 | 8.9 | 8.1 | 17.5 | 32.2 | 62.2 | 68.1 | 97.5 | 108.6 | 100 | 83.1 | 56.7 | 27.8 | 11.9 | 10 | 35.6 | 54.4 | 94.2 | 81.9 | 95.8 | 95.8 | 94.2 | 92.8 | 80.6 | 50.6 | 23.3 | 19.7 | 18.3 | 34.2 | 64.7 | 65.8 | 88.9 | 99.4 | 94.2 | 78.3 | 56.4 | 28.9 | 12.5 | 10.3 | 19.2 | 36.9 | 80.8 | 109.2 | 157.5 | 173.3 | 163.9 | 132.8 | 87.5 | 42.8 | 16.4 | 11.4 | [53 empty] | 1.27 | 1.26 | 1.72 | 1.32 | 1.31 | Ende
| 7173.8159 | 7177.3862 | CA0021a-Smithers | - | - | 8 | CA0021a |  | x | x | 0021a | CA | British Columbia | Smithers | Source: CWEC | 2014 PHI | 54.82 | -127.18 | 523 | 12.3 | -8.4 | -3.9 | -1.5 | 4.6 | 8.5 | 12.2 | 15.8 | 14.1 | 9 | 4.6 | -3.8 | -8 | 8 | 15 | 30 | 40 | 54 | 64 | 60 | 40 | 24 | 15 | 9 | 6 | 20 | 38 | 63 | 82 | 112 | 123 | 111 | 93 | 66 | 41 | 23 | 14 | 58 | 82 | 103 | 105 | 105 | 98 | 101 | 110 | 102 | 93 | 59 | 47 | 20 | 37 | 65 | 89 | 102 | 97 | 109 | 99 | 72 | 48 | 20 | 15 | 23 | 46 | 89 | 126 | 158 | 167 | 164 | 137 | 92 | 52 | 25 | 16 | -10.2 | -6.4 | -5.8 | -1.4 | 0.3 | 4.8 | 8.8 | 8.9 | 5 | 1.7 | -5.9 | -9.6 | -19.9 | -15.3 | -12.4 | -6.1 | -2.5 | 2.4 | 6.4 | 4.6 | -0.9 | -5.5 | -14.2 | -19.1 | -24.6 | 10 | 35 | 110 | 30 | 30 | -12 | 5 | 10 | 25 | 10 | 10 | 21.2 | 110 | 250 | 200 | 235 | 340 | 15.3 | 12.7 | 55 | 190 | 275 | 190 | 245 | 9 |  |  |  | 1.11 | 1.09 | 1.5 | 0.58 | 0.44 | Ende
| 7537.8182 | 7552.8231 | CA0003b-Vancouver | - | - | - | CA0003b |  | x | x | 0003b | CA | British Columbia | Vancouver |  | CanPHI dataset | 49.281 | -123.122 | 39 | 7.8 | 4 | 4.9 | 6.9 | 9.6 | 12.6 | 15.7 | 18.1 | 18.2 | 14.9 | 10.5 | 6.6 | 3.9 | 9 | 14 | 24 | 36 | 48 | 54 | 51 | 38 | 27 | 19 | 11 | 7 | 16 | 30 | 57 | 76 | 113 | 109 | 120 | 99 | 71 | 40 | 19 | 11 | 41 | 67 | 97 | 94 | 107 | 97 | 105 | 113 | 106 | 78 | 47 | 33 | 18 | 33 | 58 | 74 | 103 | 112 | 112 | 97 | 69 | 43 | 23 | 16 | 26 | 47 | 91 | 126 | 185 | 193 | 199 | 167 | 113 | 63 | 30 | 19 | 1.6 | 1.8 | 3.3 | 5 | 8 | 10.6 | 12.9 | 13.4 | 11.1 | 7.7 | 4.2 | 1.7 | -5.1 | -5.7 | -4.2 | -1.9 | 0.6 | 3.9 | 6.1 | 7.3 | 4.7 | 1.4 | -2.5 | -5.2 | -2.3 | 13 | 18 | 39 | 20 | 30 | 0.5 | 8 | 10 | 18 | 12 | 17 | 19.5 | 62 | 168 | 150 | 158 | 282 | [11 empty] | 1.18 | 1.17 | 1.48 | 0.7 | 0.6 | Ende
| 7097.1919 | 7106.8354 | CA0018b-Prince George | - | - | - | CA0018b |  | x | x | 0018b | CA | British Columbia | Prince George |  | CanPHI dataset | 53.916 | -122.75 | 576 | 12.7 | -8.6 | -3.9 | -0.6 | 5.1 | 10 | 14.1 | 15.8 | 15.2 | 9.9 | 4.5 | -1.3 | -5.4 | 7 | 11 | 22 | 33 | 48 | 56 | 54 | 38 | 25 | 16 | 8 | 6 | 15 | 26 | 59 | 84 | 102 | 114 | 110 | 94 | 61 | 34 | 17 | 11 | 51 | 67 | 110 | 109 | 101 | 100 | 104 | 111 | 93 | 71 | 46 | 37 | 18 | 29 | 62 | 85 | 96 | 102 | 108 | 93 | 61 | 38 | 18 | 12 | 21 | 39 | 89 | 132 | 161 | 180 | 179 | 150 | 94 | 52 | 24 | 16 | -11.6 | -7.6 | -6.4 | -2.8 | 1.6 | 6.9 | 9.2 | 8.8 | 5.4 | 0.7 | -3.9 | -8.1 | -23.7 | -17.9 | -16.4 | -11.4 | -5.5 | -0.2 | 2.7 | 2.5 | -1.5 | -6.9 | -13 | -19 | -23.7 | 9 | 18 | 53 | 18 | 24 | -19.1 | 8 | 14 | 41 | 16 | 22 | 19.1 | 65 | 117 | 140 | 134 | 208 | [11 empty] | 1.11 | 1.09 | 1.59 | 0.73 | 0.59 | Ende
| 7332.1776 | 7350.8044 | CA0015b-Kelowna | - | - | - | CA0015b |  | x | x | 0015b | CA | British Columbia | Kelowna |  | CanPHI dataset | 49.882 | -119.455 | 360 | 16.8 | -2.3 | -0.6 | 3.9 | 8.5 | 12.8 | 16.8 | 20.4 | 19.8 | 13.8 | 7.4 | 2.3 | -1.3 | 9 | 14 | 24 | 35 | 47 | 56 | 48 | 37 | 25 | 19 | 11 | 8 | 20 | 34 | 64 | 83 | 114 | 120 | 122 | 105 | 78 | 44 | 20 | 14 | 62 | 81 | 114 | 104 | 109 | 102 | 110 | 118 | 120 | 95 | 52 | 37 | 24 | 36 | 67 | 81 | 104 | 113 | 114 | 102 | 76 | 51 | 25 | 15 | 30 | 52 | 103 | 136 | 187 | 201 | 207 | 173 | 122 | 71 | 32 | 22 | -5.5 | -4.7 | -2.6 | -0.3 | 4.5 | 7.8 | 9 | 9 | 6.6 | 2.9 | -0.9 | -4.6 | -15.4 | -14.2 | -11 | -7.5 | -2.3 | 1 | 4 | 3.7 | 0 | -4.5 | -9 | -13 | -11.3 | 12 | 28 | 77 | 31 | 38 | -5.6 | 9 | 13 | 35 | 18 | 22 | 23.8 | 72 | 165 | 137 | 119 | 244 | [11 empty] | 1.18 | 1.17 | 1.61 | 0.93 | 0.76 | Ende
| 7453.3793 | 7467.5653 | CA0022a-Whistler | - | - | - | CA0022a |  | x | x | 0022a | CA | British Columbia | Whistler |  | CanPHI dataset | 50.121 | -122.954 | 668 | 14.8 | -3.1 | -0.1 | 4.1 | 8.6 | 12.6 | 16.2 | 19.6 | 19.3 | 14.3 | 7.8 | 2.2 | -2.3 | 10 | 14 | 25 | 36 | 47 | 53 | 52 | 39 | 26 | 18 | 10 | 7 | 16 | 31 | 59 | 77 | 108 | 110 | 119 | 102 | 71 | 42 | 19 | 13 | 50 | 75 | 102 | 96 | 103 | 96 | 103 | 113 | 108 | 86 | 55 | 42 | 22 | 34 | 61 | 76 | 101 | 107 | 108 | 97 | 74 | 46 | 25 | 17 | 28 | 48 | 94 | 127 | 178 | 188 | 193 | 164 | 113 | 66 | 31 | 21 | -5.6 | -3.7 | -1.3 | 0.8 | 4.5 | 7.8 | 9.7 | 9.8 | 7.5 | 3.7 | -0.3 | -4.6 | -14.9 | -12.7 | -9.6 | -6.2 | -2.2 | 1.8 | 4.2 | 4.7 | 1.1 | -3.3 | -8.5 | -13.5 | -12.4 | 12 | 17 | 44 | 22 | 29 | -8.7 | 10 | 14 | 40 | 22 | 24 | 23.3 | 73 | 185 | 139 | 144 | 260 | [11 empty] | 1.16 | 1.15 | 1.51 | 0.72 | 0.61 | Ende
| 7500.3062 | 7514.7574 | CA0023a-Squamish | - | - | - | CA0023a |  | x | x | 0023a | CA | British Columbia | Squamish |  | CanPHI dataset | 49.702 | -123.159 | 9 | 11.3 | 0.1 | 2.5 | 5.3 | 8.6 | 12.1 | 15.5 | 18.1 | 17.7 | 14.1 | 9.2 | 4.3 | 0.1 | 9 | 14 | 25 | 35 | 46 | 56 | 53 | 38 | 28 | 19 | 10 | 7 | 15 | 29 | 56 | 76 | 110 | 113 | 121 | 102 | 70 | 39 | 19 | 11 | 40 | 64 | 93 | 96 | 105 | 97 | 106 | 114 | 106 | 79 | 49 | 31 | 18 | 30 | 58 | 76 | 101 | 105 | 113 | 96 | 70 | 43 | 21 | 15 | 25 | 46 | 90 | 127 | 182 | 189 | 199 | 167 | 112 | 63 | 29 | 19 | -1.5 | -0.5 | 2.2 | 3.8 | 7.3 | 10.3 | 12.9 | 12.8 | 10.4 | 7.1 | 2.7 | -1.4 | -9.1 | -8.3 | -5.7 | -3.5 | 0 | 3.7 | 6.2 | 6.6 | 3.9 | 0.4 | -4.7 | -9.1 | -6.9 | 9 | 13 | 30 | 14 | 20 | -3.4 | 7 | 8 | 12 | 9 | 14 | 20.9 | 80 | 166 | 120 | 103 | 216 | [11 empty] | 1.17 | 1.16 | 1.49 | 0.7 | 0.61 | Ende
| 7206.5476 | 7229.9601 | CA0024a-Cranbrook | - | - | - | CA0024a |  | x | x | 0024a | CA | British Columbia | Cranbrook |  | CanPHI dataset | 49.514 | -115.769 | 920 | 14.1 | -6.3 | -3.3 | 1.3 | 6.5 | 10.9 | 14.7 | 19.5 | 19 | 13 | 5.6 | -0.9 | -5.9 | 10 | 14 | 23 | 33 | 46 | 56 | 51 | 35 | 26 | 18 | 12 | 8 | 29 | 43 | 72 | 90 | 114 | 125 | 135 | 114 | 79 | 51 | 30 | 22 | 87 | 108 | 128 | 111 | 105 | 99 | 112 | 124 | 124 | 112 | 81 | 72 | 29 | 43 | 71 | 87 | 105 | 108 | 117 | 107 | 80 | 54 | 30 | 22 | 39 | 63 | 112 | 145 | 185 | 199 | 215 | 182 | 127 | 79 | 43 | 30 | -9.5 | -7.9 | -5.3 | -2.5 | 1.8 | 5.7 | 7.4 | 6.7 | 4.3 | -0.4 | -4.6 | -9 | -21.6 | -18.8 | -14.9 | -10.8 | -5.5 | -1 | 1.8 | 1 | -2.3 | -8.5 | -14.2 | -20.9 | -17.8 | 13 | 42 | 134 | 42 | 55 | -11.9 | 12 | 25 | 69 | 27 | 36 | 23.7 | 73 | 198 | 153 | 153 | 289 | [11 empty] | 1.18 | 1.17 | 1.73 | 1.07 | 0.82 | Ende
| 7627.7773 | 7643.5114 | CA0025a-Victoria | - | - | - | CA0025a |  | x | x | 0025a | CA | British Columbia | Victoria |  | CanPHI dataset | 48.42 | -123.37 | 40 | 7.7 | 3.4 | 5.3 | 7.3 | 9.5 | 11.8 | 14.1 | 15.8 | 15.9 | 14.1 | 10.6 | 7.4 | 4 | 9 | 15 | 25 | 34 | 49 | 54 | 52 | 38 | 27 | 19 | 10 | 8 | 17 | 31 | 57 | 78 | 111 | 108 | 121 | 100 | 73 | 43 | 20 | 13 | 44 | 69 | 96 | 96 | 102 | 93 | 103 | 111 | 108 | 85 | 52 | 38 | 19 | 33 | 59 | 75 | 100 | 107 | 111 | 98 | 71 | 48 | 24 | 17 | 27 | 49 | 93 | 129 | 181 | 188 | 200 | 168 | 117 | 68 | 33 | 22 | 1.8 | 2.8 | 4.6 | 5.8 | 8.2 | 10.2 | 12 | 12.6 | 11.2 | 8.5 | 5.8 | 2.4 | -4.9 | -4.4 | -2.9 | -1.3 | 0.6 | 3.2 | 4.6 | 5.9 | 4.5 | 1.8 | -0.8 | -4.3 | -2.9 | 12 | 18 | 45 | 20 | 30 | 0.8 | 8 | 10 | 20 | 12 | 17 | 19 | 64 | 178 | 151 | 149 | 286 | [11 empty] | 1.23 | 1.22 | 1.53 | 0.71 | 0.59 | Ende
| 6815.9947 | 6824.5716 | CA0026a-Fort St.John | - | - | - | CA0026a |  | x | x | 0026a | CA | British Columbia | Fort St.John |  | CanPHI dataset | 56.247 | -120.848 | 577 | 9.7 | -15.2 | -7.7 | -5.2 | 3.6 | 9.3 | 14.1 | 16.1 | 14.9 | 9.8 | 3.4 | -4 | -9.3 | 6 | 10 | 17 | 30 | 48 | 58 | 57 | 36 | 25 | 14 | 7 | 5 | 21 | 37 | 73 | 90 | 109 | 118 | 120 | 97 | 59 | 38 | 22 | 17 | 86 | 110 | 149 | 126 | 110 | 106 | 108 | 114 | 95 | 93 | 77 | 73 | 22 | 37 | 72 | 92 | 102 | 110 | 107 | 93 | 63 | 43 | 23 | 16 | 25 | 48 | 101 | 139 | 168 | 184 | 179 | 148 | 91 | 56 | 28 | 18 | -19.3 | -12.4 | -11 | -4.8 | -0.3 | 6.1 | 9.2 | 8.6 | 3.6 | -2.2 | -7.9 | -13.2 | -36 | -25.8 | -23.8 | -14.3 | -7.9 | -1.1 | 2.5 | 2.1 | -3.2 | -10.7 | -19.5 | -27.8 | -29.6 | 7 | 29 | 116 | 26 | 31 | -24.7 | 7 | 29 | 116 | 26 | 31 | 18.8 | 78 | 155 | 134 | 124 | 218 | [11 empty] | 1.08 | 1.06 | 1.65 | 0.74 | 0.48 | Ende
| 6758.5791 | 6778.8445 | CA0006b-Edmonton | - | - | - | CA0006b |  | x | x | 0006b | CA | Alberta | Edmonton |  | CanPHI dataset | 53.541 | -113.494 | 684 | 10.3 | -13.1 | -6.5 | -3.9 | 5.1 | 11 | 15.3 | 17.9 | 17 | 11.4 | 4.9 | -2.6 | -9 | 7 | 11 | 20 | 30 | 49 | 51 | 53 | 35 | 25 | 16 | 9 | 6 | 27 | 40 | 71 | 91 | 116 | 113 | 128 | 101 | 68 | 48 | 24 | 20 | 95 | 110 | 143 | 127 | 111 | 103 | 113 | 120 | 109 | 111 | 80 | 75 | 25 | 38 | 71 | 95 | 106 | 106 | 109 | 101 | 71 | 49 | 26 | 20 | 32 | 55 | 107 | 148 | 180 | 189 | 195 | 162 | 105 | 69 | 34 | 23 | -17.5 | -11.5 | -10 | -4 | 0.7 | 7.3 | 11 | 10.3 | 4.8 | -1.7 | -7.9 | -13.8 | -33.3 | -24 | -21.7 | -13 | -7 | 1.2 | 4.6 | 3.9 | -2.1 | -10.1 | -18.5 | -28 | -26 | 10 | 35 | 127 | 31 | 41 | -18.8 | 9 | 25 | 99 | 30 | 31 | 21.8 | 70 | 192 | 164 | 158 | 283 | [11 empty] | 1.1 | 1.09 | 1.75 | 0.99 | 0.87 | Ende
| 6997.4153 | 7020.6645 | CA0005b-Calgary | - | - | - | CA0005b |  | x | x | 0005b | CA | Alberta | Calgary |  | CanPHI dataset | 51.046 | -114.061 | 1061 | 13.2 | -9.2 | -4.5 | -3.1 | 4.3 | 9.2 | 13.1 | 16.8 | 16.2 | 11 | 5 | -1.5 | -5.6 | 8 | 11 | 20 | 32 | 47 | 58 | 53 | 37 | 24 | 17 | 10 | 7 | 34 | 49 | 77 | 87 | 109 | 119 | 125 | 108 | 74 | 52 | 32 | 26 | 118 | 139 | 146 | 110 | 102 | 97 | 107 | 118 | 117 | 115 | 100 | 100 | 32 | 49 | 76 | 88 | 102 | 101 | 110 | 100 | 76 | 54 | 32 | 26 | 42 | 69 | 117 | 140 | 173 | 185 | 197 | 168 | 117 | 77 | 44 | 33 | -15 | -11.2 | -9.8 | -4.7 | 0 | 6.1 | 8.9 | 7.6 | 2.6 | -3.4 | -8.4 | -12.5 | -29.5 | -23.5 | -21.3 | -13.6 | -7.8 | -1 | 2.4 | 1.3 | -4.3 | -11.8 | -18.7 | -25.6 | -24.4 | 11 | 46 | 155 | 36 | 55 | -17.2 | 10 | 34 | 116 | 30 | 42 | 20.5 | 75 | 170 | 140 | 140 | 250 | [11 empty] | 1.15 | 1.14 | 1.75 | 1.09 | 0.93 | Ende
| 6930.7378 | 6959.2024 | CA0027a-Medicine Hat | - | - | - | CA0027a |  | x | x | 0027a | CA | Alberta | Medicine Hat |  | CanPHI dataset | 50.042 | -110.678 | 666 | 14.4 | -10.5 | -4.7 | -1.5 | 6.7 | 11.8 | 16.1 | 20.5 | 19.7 | 13.7 | 6.6 | -0.9 | -6 | 10 | 12 | 21 | 32 | 47 | 55 | 53 | 35 | 26 | 17 | 11 | 8 | 28 | 44 | 74 | 92 | 115 | 121 | 128 | 106 | 76 | 54 | 31 | 23 | 97 | 114 | 139 | 118 | 109 | 101 | 111 | 124 | 119 | 120 | 89 | 90 | 29 | 43 | 75 | 91 | 108 | 110 | 122 | 106 | 76 | 55 | 31 | 28 | 41 | 64 | 115 | 151 | 188 | 199 | 210 | 179 | 120 | 81 | 43 | 33 | -15.1 | -10.1 | -8.2 | -3.2 | 1.3 | 7.5 | 9.7 | 8.7 | 4.5 | -1 | -6.5 | -11.1 | -28.8 | -22 | -19.3 | -11.8 | -5.9 | 1 | 3.5 | 3.3 | -1.8 | -9.1 | -16.7 | -23.6 | -25.3 | 13 | 36 | 122 | 34 | 51 | -19.5 | 13 | 29 | 94 | 31 | 43 | 25.3 | 76 | 200 | 149 | 144 | 277 | [11 empty] | 1.17 | 1.16 | 1.81 | 1.2 | 1.04 | Ende
| 7051.7456 | 7073.1131 | CA0028a-Banff | - | - | - | CA0028a |  | x | x | 0028a | CA | Alberta | Banff |  | CanPHI dataset | 51.178 | -115.572 | 1388 | 14.2 | -12.7 | -7.8 | -3.8 | 2.9 | 8.6 | 13.5 | 16.7 | 16.6 | 12.4 | 5.8 | -0.9 | -9.2 | 8 | 11 | 22 | 34 | 49 | 57 | 54 | 39 | 25 | 17 | 10 | 7 | 36 | 47 | 74 | 89 | 111 | 117 | 121 | 110 | 74 | 49 | 30 | 27 | 122 | 131 | 136 | 109 | 103 | 99 | 105 | 118 | 117 | 108 | 93 | 98 | 33 | 48 | 73 | 83 | 104 | 105 | 111 | 100 | 76 | 53 | 31 | 26 | 43 | 67 | 111 | 138 | 175 | 189 | 194 | 169 | 117 | 74 | 42 | 32 | -16.3 | -12.7 | -9.9 | -4.8 | 1.8 | 7.5 | 10.1 | 9.8 | 7.4 | 1.2 | -4.6 | -12.5 | -32.4 | -26.1 | -21.5 | -14 | -6.4 | 0.4 | 3.5 | 3.3 | 0.3 | -7.1 | -14.8 | -27 | -23.6 | 11 | 46 | 149 | 35 | 53 | -17.8 | 10 | 28 | 94 | 27 | 36 | 20.7 | 53 | 132 | 140 | 114 | 200 | [11 empty] | 1.15 | 1.13 | 1.72 | 1.03 | 0.85 | Ende
| 6878.141 | 6895.1825 | CA0029a-Edson | - | - | - | CA0029a |  | x | x | 0029a | CA | Alberta | Edson |  | CanPHI dataset | 53.582 | -116.434 | 909 | 12.8 | -13.3 | -6.9 | -4.6 | 3.1 | 8.3 | 12.8 | 15.4 | 14.4 | 8.8 | 2.6 | -4.8 | -9.6 | 8 | 11 | 19 | 30 | 48 | 57 | 55 | 39 | 25 | 16 | 9 | 6 | 26 | 41 | 73 | 94 | 110 | 113 | 124 | 104 | 68 | 47 | 24 | 17 | 97 | 111 | 144 | 122 | 108 | 100 | 109 | 115 | 108 | 109 | 77 | 76 | 27 | 40 | 74 | 90 | 104 | 110 | 111 | 96 | 69 | 50 | 26 | 21 | 33 | 55 | 107 | 143 | 175 | 183 | 190 | 158 | 104 | 69 | 33 | 24 | -18.1 | -12.2 | -11 | -5.5 | 0.2 | 5.9 | 9 | 8.4 | 3.2 | -3.3 | -9.4 | -15 | -38.2709 | -28.2762 | -26.306 | -17.533 | -8.8627 | -0.59246 | 3.7472 | 2.9157 | -4.4619 | -14.1373 | -23.7109 | -32.9544 | -27.8 | 10 | 27 | 114 | 31 | 40 | -21.9 | 10 | 24 | 95 | 26 | 36 | 18.5 | 78 | 154 | 121 | 112 | 207 | [11 empty] | 1.1 | 1.09 | 1.72 | 0.92 | 0.79 | Ende
| 6833.352 | 6845.606 | CA0030a-Grand Prairie | - | - | - | CA0030a |  | x | x | 0030a | CA | Alberta | Grand Prairie |  | CanPHI dataset | 55.171 | -118.795 | 657 | 11.3 | -15.5 | -9.4 | -5.7 | 3.5 | 9.6 | 14.3 | 16.3 | 15.3 | 9.9 | 3.4 | -4.4 | -9.9 | 7 | 10 | 18 | 30 | 50 | 59 | 55 | 38 | 24 | 15 | 8 | 5 | 20 | 38 | 73 | 94 | 114 | 120 | 124 | 100 | 59 | 40 | 23 | 16 | 79 | 113 | 150 | 128 | 111 | 107 | 110 | 114 | 95 | 96 | 77 | 69 | 22 | 40 | 75 | 96 | 105 | 115 | 109 | 94 | 62 | 45 | 23 | 17 | 26 | 51 | 106 | 146 | 174 | 190 | 185 | 153 | 91 | 60 | 30 | 19 | -19.7 | -13.8 | -11.5 | -4.7 | -0.2 | 6 | 9 | 8.6 | 3.7 | -1.9 | -8.2 | -13.8 | -36.1 | -27.9 | -24.4 | -14.3 | -7.8 | -1.3 | 2.3 | 2.1 | -3.1 | -10.6 | -19.5 | -28.1 | -30.6 | 8 | 24 | 92 | 25 | 30 | -25.6 | 8 | 24 | 92 | 25 | 30 | 19.3 | 80 | 172 | 138 | 136 | 232 | [11 empty] | 1.08 | 1.06 | 1.68 | 0.8 | 0.64 | Ende
| 7059.3888 | 7085.9226 | CA0031a-Lethbridge | - | - | - | CA0031a |  | x | x | 0031a | CA | Alberta | Lethbridge |  | CanPHI dataset | 49.694 | -112.833 | 914 | 15.9 | -7.7 | -3.1 | -1.4 | 5.6 | 10.6 | 14.7 | 18.8 | 18.2 | 13.1 | 6.5 | -0.2 | -4.2 | 10 | 12 | 21 | 31 | 47 | 56 | 51 | 34 | 24 | 18 | 11 | 9 | 28 | 49 | 78 | 97 | 118 | 126 | 138 | 115 | 79 | 55 | 34 | 24 | 96 | 128 | 150 | 125 | 111 | 104 | 118 | 131 | 131 | 121 | 101 | 85 | 30 | 46 | 78 | 96 | 111 | 116 | 130 | 114 | 83 | 56 | 34 | 26 | 41 | 70 | 123 | 159 | 194 | 209 | 228 | 193 | 130 | 83 | 48 | 33 | -13.7 | -9.5 | -8.3 | -3.5 | 0.7 | 6.6 | 8.9 | 7.8 | 3.7 | -1.8 | -7.2 | -11 | -26.5 | -21.1 | -19.4 | -12.6 | -7.1 | -1.2 | 1.8 | 1.6 | -3 | -9.7 | -17.4 | -23.1 | -23.9 | 14 | 38 | 117 | 33 | 51 | -18.8 | 13 | 33 | 104 | 32 | 47 | 23 | 64 | 203 | 170 | 186 | 324 | [11 empty] | 1.18 | 1.17 | 1.79 | 1.17 | 0.98 | Ende
| 6570.4935 | 6600.1598 | CA0011b-Saskatoon | - | - | - | CA0011b |  | x | x | 0011b | CA | Saskatchewan | Saskatoon |  | CanPHI dataset | 52.129 | -106.662 | 485 | 13.2 | -17.2 | -11.3 | -6.8 | 4.5 | 10.8 | 15.4 | 18.5 | 17.9 | 11.8 | 3.6 | -4.6 | -11.1 | 9 | 12 | 20 | 33 | 48 | 58 | 52 | 37 | 25 | 17 | 10 | 7 | 24 | 41 | 73 | 87 | 112 | 117 | 129 | 106 | 74 | 48 | 28 | 21 | 91 | 114 | 144 | 113 | 108 | 101 | 117 | 121 | 119 | 106 | 85 | 80 | 27 | 41 | 75 | 87 | 104 | 111 | 123 | 99 | 77 | 49 | 29 | 19 | 35 | 60 | 114 | 140 | 179 | 190 | 211 | 168 | 116 | 71 | 38 | 28 | -20.3 | -13.8 | -10.1 | -2.3 | 1.3 | 8.8 | 12.7 | 11 | 5.5 | -1.6 | -7.7 | -13.8 | -37.1 | -28.2 | -23 | -11.1 | -5.9 | 1.4 | 5.8 | 4.8 | -1.8 | -10.2 | -19.2 | -27.2 | -30.4 | 10 | 30 | 129 | 39 | 45 | -25.4 | 10 | 30 | 129 | 39 | 45 | 22.9 | 67 | 205 | 164 | 160 | 294 | [11 empty] | 1.13 | 1.11 | 1.8 | 1.13 | 0.9 | Ende
| 6608.815 | 6643.2842 | CA0012b-Regina | - | - | - | CA0012b |  | x | x | 0012b | CA | Saskatchewan | Regina |  | CanPHI dataset | 50.447 | -104.618 | 578 | 13.8 | -16.5 | -11.2 | -6.7 | 4.2 | 10.6 | 15.3 | 18.5 | 18.1 | 12.4 | 4 | -4.7 | -11 | 9 | 14 | 22 | 34 | 47 | 54 | 51 | 39 | 26 | 18 | 10 | 8 | 32 | 42 | 73 | 90 | 105 | 117 | 120 | 105 | 77 | 51 | 29 | 24 | 114 | 108 | 135 | 111 | 103 | 96 | 108 | 116 | 116 | 115 | 93 | 84 | 35 | 41 | 73 | 87 | 103 | 106 | 115 | 100 | 74 | 57 | 34 | 22 | 43 | 62 | 113 | 143 | 177 | 188 | 201 | 169 | 118 | 79 | 43 | 32 | -19.6 | -13.6 | -9.7 | -2.4 | 1.9 | 8.9 | 12.8 | 11.4 | 5.7 | -1.3 | -7.7 | -13.6 | -36.7 | -27.6 | -22.3 | -11.4 | -5.2 | 1.5 | 6.4 | 5.2 | -1.3 | -10 | -19.3 | -26.7 | -29.9 | 11 | 41 | 167 | 51 | 58 | -22.1 | 11 | 30 | 112 | 34 | 44 | 22.3 | 57 | 146 | 149 | 141 | 228 | [11 empty] | 1.16 | 1.15 | 1.82 | 1.2 | 0.96 | Ende
| 6774.8407 | 6806.1254 | CA0032a-Swift Current | - | - | - | CA0032a |  | x | x | 0032a | CA | Saskatchewan | Swift Current |  | CanPHI dataset | 50.288 | -107.794 | 743 | 13 | -12.2 | -7.2 | -4.2 | 4.8 | 10.2 | 14.6 | 18.7 | 18.5 | 12.8 | 5 | -2.5 | -7.9 | 9 | 13 | 21 | 31 | 46 | 53 | 51 | 37 | 26 | 17 | 11 | 8 | 28 | 46 | 76 | 92 | 118 | 116 | 130 | 110 | 74 | 53 | 30 | 21 | 106 | 122 | 142 | 118 | 107 | 98 | 111 | 120 | 116 | 120 | 91 | 88 | 32 | 47 | 78 | 91 | 100 | 109 | 118 | 103 | 77 | 56 | 33 | 29 | 42 | 66 | 117 | 151 | 184 | 194 | 210 | 175 | 118 | 80 | 43 | 33 | -14.6 | -9.5 | -7.6 | -2 | 2 | 8.8 | 12 | 9.7 | 4.9 | -0.5 | -5.9 | -10.6 | -28.8 | -22.7 | -19.8 | -11.1 | -5.5 | 1.8 | 5.3 | 3.9 | -1.9 | -9.1 | -16.8 | -23.3 | -26.2 | 11 | 36 | 146 | 44 | 55 | -19.4 | 11 | 27 | 110 | 39 | 43 | 23.7 | 72 | 194 | 144 | 138 | 267 | [11 empty] | 1.17 | 1.16 | 1.82 | 1.21 | 0.95 | Ende
| 6441.931 | 6477.4489 | CA0033a-Yorkton | - | - | - | CA0033a |  | x | x | 0033a | CA | Saskatchewan | Yorkton |  | CanPHI dataset | 51.214 | -102.463 | 504 | 11.9 | -17.5 | -11.8 | -7.8 | 3.3 | 9.9 | 15.4 | 18.5 | 17.5 | 11.9 | 3.6 | -5.2 | -11.6 | 9 | 13 | 22 | 32 | 49 | 56 | 52 | 40 | 26 | 18 | 10 | 7 | 32 | 41 | 70 | 89 | 110 | 116 | 127 | 103 | 73 | 48 | 29 | 26 | 111 | 108 | 128 | 111 | 102 | 97 | 109 | 112 | 114 | 107 | 89 | 98 | 32 | 42 | 69 | 85 | 101 | 105 | 111 | 98 | 73 | 51 | 31 | 25 | 41 | 59 | 106 | 140 | 173 | 186 | 200 | 162 | 113 | 73 | 41 | 33 | -21.1 | -15.2 | -11.7 | -3.1 | 1.3 | 9 | 12.9 | 11.4 | 5.9 | -1.5 | -8.4 | -14.9 | -38.7 | -29.5 | -24.7 | -12.3 | -6.2 | 2 | 6.6 | 5 | -1.1 | -10.4 | -19.8 | -30.2 | -29.9 | 11 | 41 | 146 | 43 | 51 | -24.2 | 11 | 37 | 133 | 39 | 47 | 22.3 | 56 | 169 | 152 | 150 | 273 | [11 empty] | 1.14 | 1.13 | 1.78 | 1.14 | 0.95 | Ende
| 6441.7473 | 6470.6469 | CA0034a-Prince Albert | - | - | - | CA0034a |  | x | x | 0034a | CA | Saskatchewan | Prince Albert |  | CanPHI dataset | 53.2 | -105.75 | 446 | 12 | -18.6 | -12.3 | -7.6 | 3.3 | 10 | 15.3 | 18.3 | 17.2 | 11.1 | 2.9 | -5.4 | -12.5 | 8 | 11 | 20 | 32 | 47 | 56 | 53 | 37 | 24 | 17 | 9 | 6 | 25 | 42 | 70 | 86 | 112 | 115 | 123 | 100 | 73 | 45 | 24 | 17 | 99 | 122 | 134 | 113 | 107 | 99 | 113 | 118 | 117 | 102 | 75 | 72 | 28 | 42 | 71 | 85 | 100 | 107 | 117 | 99 | 73 | 47 | 26 | 19 | 34 | 59 | 104 | 136 | 174 | 183 | 198 | 161 | 110 | 66 | 34 | 24 | -22.4 | -16.1 | -12.5 | -3.9 | 0.5 | 8 | 12.1 | 10.9 | 5.2 | -2.1 | -8.5 | -15.6 | -40.2 | -31.3 | -25.6 | -13.1 | -6.9 | 1.1 | 5.4 | 4.5 | -2.1 | -11 | -19.9 | -30.5 | -31.5 | 9 | 31 | 139 | 42 | 43 | -25.5 | 9 | 29 | 124 | 38 | 40 | 22.1 | 66 | 166 | 158 | 162 | 270 | [11 empty] | 1.11 | 1.1 | 1.77 | 1.07 | 0.87 | Ende
| 6273.3882 | 6316.5618 | CA0008b-Winnipeg | - | - | - | CA0008b |  | x | x | 0008b | CA | Manitoba | Winnipeg |  | CanPHI dataset | 49.896 | -97.143 | 234 | 11.7 | -17.1 | -11.8 | -6.8 | 4.1 | 10.8 | 17 | 19.9 | 18.9 | 13.5 | 5.4 | -3.7 | -11.1 | 9 | 12 | 21 | 31 | 48 | 56 | 52 | 37 | 27 | 18 | 11 | 8 | 32 | 48 | 76 | 90 | 113 | 114 | 122 | 98 | 68 | 44 | 27 | 24 | 113 | 128 | 148 | 118 | 106 | 96 | 108 | 113 | 103 | 94 | 75 | 89 | 32 | 45 | 77 | 94 | 104 | 103 | 113 | 98 | 69 | 50 | 28 | 26 | 45 | 69 | 122 | 150 | 183 | 187 | 202 | 167 | 110 | 71 | 40 | 33 | -20.8 | -15.5 | -10.7 | -2.6 | 3.4 | 11.2 | 14.7 | 13.3 | 8.6 | 0.9 | -6.9 | -14.4 | -37.6 | -30.3 | -23.5 | -12 | -4.2 | 4.3 | 7.9 | 7.4 | 2.2 | -7.1 | -17.4 | -28.8 | -28.6 | 12 | 44 | 152 | 37 | 58 | -20.5 | 11 | 30 | 99 | 29 | 41 | 23.9 | 71 | 174 | 139 | 134 | 254 | [11 empty] | 1.15 | 1.14 | 1.74 | 1.11 | 1.07 | Ende
| 6423.7516 | 6464.126 | CA0035a-Brandon | - | - | - | CA0035a |  | x | x | 0035a | CA | Manitoba | Brandon |  | CanPHI dataset | 49.833 | -99.95 | 394 | 12.4 | -17.6 | -12.2 | -7.3 | 3.8 | 10.1 | 15.9 | 19 | 18.1 | 12.4 | 4.2 | -4.9 | -11.8 | 9 | 12 | 21 | 32 | 46 | 55 | 51 | 38 | 26 | 18 | 11 | 8 | 35 | 47 | 77 | 90 | 112 | 117 | 121 | 104 | 69 | 47 | 29 | 26 | 118 | 127 | 148 | 115 | 107 | 95 | 109 | 114 | 108 | 101 | 83 | 95 | 33 | 47 | 78 | 93 | 107 | 104 | 115 | 95 | 71 | 50 | 30 | 26 | 45 | 69 | 122 | 149 | 184 | 188 | 205 | 166 | 112 | 73 | 42 | 34 | -21.1 | -15.5 | -10.9 | -2.8 | 2.4 | 10.2 | 14 | 12.4 | 6.9 | -0.5 | -8.1 | -14.7 | -38.5 | -30.3 | -23.8 | -12.1 | -5.4 | 3.5 | 7.5 | 6.2 | 0.2 | -8.8 | -19 | -29.8 | -29.6 | 11 | 49 | 161 | 37 | 60 | -22.4 | 11 | 37 | 127 | 34 | 48 | 22.9 | 66 | 157 | 142 | 146 | 259 | [11 empty] | 1.16 | 1.15 | 1.78 | 1.14 | 1.03 | Ende
| 5704.9409 | 5776.2654 | CA0001b-Toronto | - | - | - | CA0001b |  | x | x | 0001b | CA | Ontario | Toronto |  | CanPHI dataset | 43.661 | -79.383 | 164 | 7.9 | -5 | -2.8 | 0.5 | 6.8 | 13 | 19 | 21.6 | 21.3 | 17.7 | 10.3 | 4.6 | -0.9 | 14 | 19 | 29 | 36 | 49 | 51 | 50 | 42 | 32 | 23 | 14 | 12 | 31 | 40 | 64 | 81 | 101 | 107 | 114 | 97 | 70 | 48 | 24 | 22 | 76 | 84 | 99 | 93 | 90 | 84 | 91 | 98 | 95 | 90 | 54 | 50 | 32 | 41 | 65 | 76 | 94 | 97 | 99 | 91 | 71 | 52 | 27 | 22 | 47 | 67 | 108 | 137 | 174 | 187 | 194 | 166 | 119 | 81 | 41 | 34 | -9.1 | -7.5 | -5.1 | -0.4 | 6.2 | 13 | 14.9 | 15.2 | 12.3 | 5.5 | 0.4 | -4.8 | -20 | -17.2 | -14.3 | -7.9 | -0.2 | 7.2 | 9.8 | 10.2 | 6.8 | -0.9 | -6 | -13.1 | -12.6 | 19 | 43 | 101 | 40 | 62 | -5.4 | 14 | 19 | 35 | 23 | 31 | 24.6 | 63 | 166 | 132 | 140 | 281 | [11 empty] | 1.18 | 1.15 | 1.54 | 1.35 | 1.69 | Ende
| 5354.7311 | 5426.649 | CA0004b-Ottawa | - | - | - | CA0004b |  | x | x | 0004b | CA | Ontario | Ottawa |  | CanPHI dataset | 45.412 | -75.699 | 72 | 10.6 | -10.5 | -7.4 | -2.1 | 6.5 | 13.9 | 19.6 | 21.3 | 20.7 | 16.5 | 8.3 | 1.9 | -5.1 | 12 | 15 | 25 | 35 | 46 | 52 | 51 | 42 | 28 | 23 | 14 | 11 | 38 | 48 | 75 | 83 | 106 | 109 | 110 | 90 | 71 | 47 | 25 | 27 | 104 | 120 | 128 | 99 | 95 | 88 | 92 | 98 | 100 | 89 | 56 | 76 | 35 | 52 | 75 | 80 | 102 | 97 | 99 | 87 | 71 | 50 | 29 | 28 | 52 | 78 | 123 | 142 | 180 | 187 | 187 | 155 | 117 | 78 | 40 | 39 | -15.2 | -13 | -8.4 | -2.4 | 5.5 | 12.6 | 14.7 | 14.3 | 11.1 | 3.7 | -1.9 | -8.5 | -29 | -25.6 | -19.2 | -9.9 | -1.2 | 7.7 | 9.6 | 9.5 | 5.1 | -3.1 | -9.8 | -20 | -19.3 | 16 | 53 | 134 | 41 | 67 | -14.7 | 16 | 37 | 88 | 35 | 52 | 24.3 | 70 | 171 | 122 | 114 | 243 | [11 empty] | 1.15 | 1.13 | 1.51 | 1.25 | 1.52 | Ende
| 5729.4112 | 5801.6471 | CA0009b-St. Catherines | - | - | - | CA0009b |  | x | x | 0009b | CA | Ontario | St. Catherines |  | CanPHI dataset | 43.183 | -79.233 | 95 | 7.8 | -3.5 | -1.3 | 1.9 | 8.1 | 14.5 | 20.8 | 23.1 | 22.7 | 19.1 | 11.7 | 6 | 0.4 | 14 | 18 | 29 | 38 | 50 | 54 | 51 | 44 | 31 | 23 | 15 | 13 | 32 | 40 | 64 | 80 | 103 | 104 | 109 | 95 | 69 | 49 | 25 | 23 | 77 | 84 | 101 | 92 | 89 | 86 | 91 | 99 | 96 | 90 | 55 | 53 | 32 | 41 | 65 | 78 | 93 | 99 | 101 | 91 | 71 | 52 | 29 | 23 | 48 | 68 | 108 | 138 | 174 | 187 | 193 | 165 | 120 | 82 | 43 | 36 | -7.4 | -5.8 | -3.4 | 1.5 | 8 | 14.3 | 16.1 | 16.3 | 13.2 | 6.8 | 1.5 | -3.5 | -17.8 | -14.9 | -12.2 | -5.7 | 1.8 | 8.8 | 11.3 | 11.5 | 8.1 | 0.7 | -4.6 | -11.4 | -10.4 | 21 | 47 | 96 | 41 | 64 | -4.9 | 17 | 22 | 47 | 32 | 40 | 26.4 | 68 | 132 | 111 | 117 | 221 | [11 empty] | 1.19 | 1.16 | 1.56 | 1.36 | 1.76 | Ende
| 5955.6874 | 6009.3798 | CA0016b-Thunder Bay | - | - | - | CA0016b |  | x | x | 0016b | CA | Ontario | Thunder Bay |  | CanPHI dataset | 48.383 | -89.25 | 188 | 12.7 | -14 | -9.6 | -5.4 | 2.8 | 8.9 | 14.9 | 18 | 17.3 | 13.1 | 5.5 | -1.3 | -8.2 | 10 | 15 | 25 | 36 | 46 | 50 | 51 | 40 | 29 | 19 | 12 | 10 | 33 | 42 | 69 | 87 | 114 | 117 | 118 | 97 | 68 | 40 | 25 | 24 | 102 | 101 | 123 | 106 | 106 | 99 | 102 | 107 | 97 | 79 | 69 | 72 | 32 | 42 | 71 | 83 | 109 | 109 | 104 | 94 | 67 | 44 | 29 | 22 | 45 | 64 | 113 | 144 | 191 | 203 | 195 | 162 | 110 | 65 | 39 | 33 | -18.3 | -14.2 | -11 | -4.1 | 2.2 | 9.8 | 13.3 | 13 | 9.1 | 1.5 | -5.4 | -12.1 | -33.9 | -27.3 | -22.7 | -13.1 | -5.9 | 3.1 | 7.3 | 6.7 | 2.6 | -5.7 | -14.9 | -24.4 | -23.6 | 14 | 43 | 138 | 45 | 58 | -18.4 | 14 | 32 | 96 | 36 | 47 | 21.9 | 66 | 181 | 142 | 135 | 271 | [11 empty] | 1.15 | 1.12 | 1.63 | 1.02 | 1.13 | Ende
| 5593.8198 | 5665.1344 | CA0036a-Peterborough | - | - | - | CA0036a |  | x | x | 0036a | CA | Ontario | Peterborough |  | CanPHI dataset | 44.3 | -78.317 | 187 | 13 | -7.9 | -5.5 | -1.3 | 5.9 | 12.3 | 18 | 20 | 19 | 15.2 | 8.1 | 2.7 | -3.1 | 14 | 18 | 27 | 37 | 48 | 52 | 51 | 41 | 29 | 23 | 13 | 12 | 33 | 41 | 68 | 82 | 105 | 113 | 115 | 95 | 70 | 48 | 25 | 21 | 80 | 91 | 107 | 94 | 91 | 87 | 94 | 101 | 100 | 91 | 55 | 54 | 31 | 43 | 67 | 80 | 99 | 98 | 104 | 95 | 73 | 52 | 27 | 24 | 47 | 69 | 111 | 138 | 178 | 191 | 198 | 168 | 120 | 81 | 41 | 34 | -11.7 | -9.8 | -6.4 | -0.9 | 6.4 | 13.2 | 15 | 14.8 | 11.6 | 4.4 | -0.8 | -6.3 | -23.7 | -20.7 | -16.6 | -8.7 | -0.7 | 6.8 | 9.1 | 9 | 5.2 | -2.7 | -7.9 | -16.2 | -16.7 | 18 | 40 | 84 | 32 | 55 | -11.7 | 17 | 28 | 48 | 26 | 41 | 23.2 | 74 | 145 | 122 | 127 | 239 | [11 empty] | 1.17 | 1.14 | 1.54 | 1.3 | 1.64 | Ende
| 6028.7337 | 6098.5829 | CA0037a-Windsor | - | - | - | CA0037a |  | x | x | 0037a | CA | Ontario | Windsor |  | CanPHI dataset | 42.3 | -83.02 | 182 | 9.2 | -3.6 | -1.1 | 2.2 | 8.9 | 14.8 | 20.9 | 23.1 | 22.2 | 18.7 | 11.7 | 5.7 | -0.4 | 15 | 19 | 29 | 38 | 47 | 53 | 52 | 43 | 32 | 25 | 16 | 13 | 31 | 41 | 63 | 78 | 99 | 103 | 107 | 96 | 71 | 52 | 31 | 24 | 79 | 83 | 97 | 90 | 89 | 83 | 89 | 95 | 98 | 94 | 71 | 61 | 34 | 43 | 63 | 80 | 95 | 101 | 102 | 91 | 72 | 55 | 35 | 25 | 51 | 69 | 107 | 138 | 176 | 187 | 190 | 164 | 124 | 88 | 51 | 40 | -7.7 | -5.7 | -3.6 | 1.4 | 7.8 | 14.2 | 15.8 | 16.3 | 12.5 | 6 | 0.4 | -4.2 | -17.8 | -15.1 | -12.1 | -5.8 | 2.3 | 8.8 | 11.3 | 11.1 | 7.8 | -0.3 | -6.8 | -12.6 | -10.8 | 17 | 38 | 117 | 48 | 68 | -4.3 | 15 | 20 | 36 | 23 | 34 | 26 | 71 | 147 | 120 | 128 | 247 | [11 empty] | 1.2 | 1.17 | 1.61 | 1.43 | 1.87 | Ende
| 5870.3053 | 5940.891 | CA0038a-London | - | - | - | CA0038a |  | x | x | 0038a | CA | Ontario | London |  | CanPHI dataset | 42.97 | -81.25 | 263 | 9.8 | -5.6 | -3.4 | 0 | 6.9 | 13 | 19 | 20.9 | 20.1 | 16.7 | 9.8 | 4.1 | -1.9 | 14 | 19 | 29 | 37 | 46 | 56 | 50 | 41 | 31 | 24 | 13 | 13 | 32 | 46 | 66 | 80 | 100 | 111 | 109 | 98 | 68 | 50 | 26 | 24 | 84 | 100 | 105 | 92 | 88 | 85 | 91 | 98 | 94 | 89 | 58 | 61 | 35 | 47 | 67 | 78 | 91 | 100 | 104 | 91 | 70 | 50 | 28 | 25 | 51 | 76 | 114 | 138 | 174 | 190 | 195 | 166 | 119 | 82 | 43 | 39 | -8.5 | -7 | -4.5 | 0.5 | 6.8 | 13.5 | 15.2 | 15.2 | 11.8 | 5.6 | 0.5 | -4.8 | -19.8 | -17.5 | -14 | -7.2 | 0.7 | 7.3 | 9.8 | 9.5 | 6.4 | -1 | -6.4 | -13.7 | -13.1 | 18 | 41 | 97 | 39 | 60 | -7.1 | 16 | 25 | 47 | 25 | 39 | 24.3 | 66 | 141 | 116 | 122 | 237 | [11 empty] | 1.19 | 1.16 | 1.58 | 1.4 | 1.82 | Ende
| 5485.0343 | 5558.204 | CA0039a-Kingston | - | - | - | CA0039a |  | x | x | 0039a | CA | Ontario | Kingston |  | CanPHI dataset | 44.23 | -76.5 | 75 | 6.7 | -6.8 | -4.2 | -0.4 | 6.1 | 12.8 | 18.5 | 21.6 | 21.4 | 17.8 | 10.4 | 4.5 | -1.4 | 13 | 17 | 28 | 37 | 47 | 54 | 51 | 41 | 32 | 22 | 14 | 12 | 33 | 41 | 66 | 82 | 106 | 112 | 114 | 95 | 70 | 47 | 27 | 25 | 85 | 92 | 107 | 94 | 93 | 89 | 94 | 97 | 98 | 90 | 62 | 63 | 31 | 44 | 68 | 78 | 100 | 98 | 103 | 89 | 72 | 53 | 30 | 26 | 48 | 68 | 112 | 140 | 180 | 192 | 196 | 161 | 119 | 80 | 45 | 37 | -11.3 | -9.1 | -5.8 | -0.3 | 6.9 | 13.5 | 15.9 | 16 | 12.8 | 5.5 | 0.1 | -5.5 | -22.8 | -19.6 | -15.6 | -7.8 | -0.3 | 7.6 | 10.4 | 11.1 | 7 | -0.7 | -6.9 | -15.3 | -15.9 | 16 | 43 | 112 | 40 | 61 | -10.6 | 15 | 25 | 61 | 31 | 43 | 23.7 | 56 | 174 | 153 | 159 | 297 | [11 empty] | 1.17 | 1.14 | 1.53 | 1.34 | 1.64 | Ende
| 5607.5318 | 5672.515 | CA0040a-Sudbury | - | - | - | CA0040a |  | x | x | 0040a | CA | Ontario | Sudbury |  | CanPHI dataset | 46.5 | -81.02 | 282 | 10.7 | -12.9 | -9.3 | -4.7 | 3.5 | 11.1 | 17 | 19.1 | 18.1 | 14.2 | 6.5 | -0.2 | -6.9 | 13 | 15 | 25 | 34 | 47 | 54 | 52 | 40 | 29 | 21 | 13 | 11 | 29 | 48 | 78 | 87 | 117 | 114 | 121 | 100 | 67 | 46 | 25 | 22 | 88 | 114 | 135 | 103 | 104 | 92 | 100 | 105 | 98 | 88 | 59 | 71 | 31 | 46 | 77 | 84 | 104 | 109 | 116 | 93 | 69 | 49 | 26 | 26 | 47 | 73 | 125 | 146 | 195 | 197 | 206 | 166 | 113 | 75 | 39 | 36 | -16.4 | -13.3 | -10.3 | -4.4 | 3.3 | 10.5 | 12.7 | 12.6 | 9.9 | 2.7 | -2.9 | -9.7 | -30 | -26.5 | -22.3 | -13.4 | -4 | 3.5 | 6 | 6.6 | 3.9 | -4.7 | -11.3 | -21.2 | -22.1 | 17 | 33 | 117 | 45 | 62 | -15.4 | 15 | 24 | 68 | 31 | 43 | 22.5 | 76 | 196 | 131 | 126 | 260 | [11 empty] | 1.14 | 1.12 | 1.55 | 1.09 | 1.33 | Ende
| 5804.1984 | 5865.8953 | CA0041a-Sault Ste. Marie | - | - | - | CA0041a |  | x | x | 0041a | CA | Ontario | Sault Ste. Marie |  | CanPHI dataset | 46.533 | -84.35 | 185 | 10.2 | -9.7 | -7 | -3.8 | 3.6 | 9.9 | 15.6 | 18.2 | 17.9 | 14.9 | 7.6 | 1.8 | -4.1 | 12 | 15 | 23 | 34 | 46 | 56 | 50 | 41 | 30 | 21 | 13 | 11 | 31 | 50 | 78 | 89 | 110 | 115 | 118 | 100 | 67 | 46 | 24 | 21 | 93 | 122 | 140 | 108 | 103 | 93 | 101 | 105 | 97 | 87 | 53 | 65 | 33 | 49 | 77 | 88 | 106 | 107 | 116 | 95 | 69 | 47 | 25 | 23 | 48 | 76 | 128 | 150 | 190 | 195 | 206 | 167 | 114 | 73 | 37 | 35 | -13.2 | -10.4 | -8.2 | -2.8 | 3.7 | 10.8 | 13.4 | 13.5 | 11 | 4 | -1.6 | -7.1 | -26 | -23 | -19.7 | -12.1 | -3.9 | 3.4 | 6.5 | 7.3 | 5.1 | -3 | -9.6 | -16.7 | -18.3 | 16 | 39 | 119 | 41 | 61 | -10.9 | 15 | 27 | 67 | 28 | 42 | 22 | 69 | 154 | 133 | 145 | 260 | [11 empty] | 1.15 | 1.12 | 1.57 | 1.12 | 1.35 | Ende
| 5628.1074 | 5696.0414 | CA0042a-Parry Sound | - | - | - | CA0042a |  | x | x | 0042a | CA | Ontario | Parry Sound |  | CanPHI dataset | 45.333 | -80.033 | 175 | 10.7 | -8.4 | -5.7 | -1.8 | 5.2 | 11.8 | 17.6 | 19.9 | 19.5 | 16.1 | 8.8 | 2.7 | -3.7 | 13 | 17 | 26 | 35 | 47 | 55 | 51 | 40 | 29 | 22 | 12 | 11 | 27 | 41 | 69 | 80 | 113 | 118 | 120 | 98 | 70 | 47 | 22 | 22 | 72 | 92 | 115 | 93 | 99 | 92 | 100 | 106 | 99 | 88 | 53 | 62 | 29 | 42 | 69 | 76 | 102 | 107 | 112 | 95 | 71 | 51 | 26 | 24 | 43 | 66 | 113 | 134 | 189 | 201 | 208 | 169 | 118 | 77 | 37 | 34 | -11.8 | -9.8 | -7.1 | -1.8 | 5.2 | 12.1 | 14.3 | 14.5 | 11.5 | 4.6 | -0.8 | -6.5 | -23.4 | -21.1 | -17.5 | -9.8 | -2 | 5 | 8 | 8.7 | 5.6 | -2.3 | -7.8 | -16.6 | -17.5 | 18 | 27 | 80 | 39 | 53 | -13.2 | 17 | 23 | 62 | 34 | 45 | 22.9 | 69 | 161 | 120 | 114 | 236 | [11 empty] | 1.16 | 1.13 | 1.54 | 1.2 | 1.51 | Ende
| 4983.1568 | 5056.6453 | CA0007b-Quebec | - | - | - | CA0007b |  | x | x | 0007b | CA | Québec | Quebec |  | CanPHI dataset | 46.816 | -71.224 | 9 | 10.5 | -12.1 | -9.1 | -3.5 | 3.8 | 11.5 | 17 | 19.2 | 18.6 | 14.6 | 7 | 0.7 | -6.4 | 11 | 15 | 25 | 36 | 46 | 54 | 52 | 41 | 31 | 20 | 13 | 11 | 36 | 49 | 75 | 80 | 97 | 110 | 107 | 89 | 64 | 42 | 24 | 23 | 110 | 119 | 131 | 97 | 93 | 91 | 95 | 95 | 91 | 82 | 55 | 66 | 36 | 48 | 72 | 80 | 95 | 100 | 101 | 86 | 66 | 48 | 28 | 22 | 52 | 75 | 122 | 135 | 170 | 188 | 184 | 151 | 108 | 70 | 38 | 36 | -16.1 | -13.7 | -8.6 | -2.9 | 4.6 | 11.2 | 14.6 | 13.9 | 10.4 | 2.8 | -2.8 | -9.5 | -31 | -27.2 | -19.7 | -11.3 | -2 | 4.7 | 8.9 | 8.4 | 4.6 | -4 | -11.4 | -20.2 | -20.9 | 15 | 45 | 143 | 48 | 65 | -12.8 | 15 | 29 | 74 | 27 | 43 | 22.3 | 69 | 173 | 136 | 134 | 266 | [11 empty] | 1.13 | 1.1 | 1.49 | 1.11 | 1.23 | Ende
| 5115.6121 | 5191.0743 | CA0013b-Sherbrooke | - | - | - | CA0013b |  | x | x | 0013b | CA | Québec | Sherbrooke |  | CanPHI dataset | 45.401 | -71.888 | 144 | 12.4 | -10.9 | -7.9 | -2.9 | 4.5 | 11.7 | 17.2 | 18.9 | 18.3 | 14.3 | 7 | 1.3 | -5.4 | 13 | 16 | 26 | 36 | 48 | 52 | 50 | 41 | 29 | 23 | 13 | 12 | 33 | 47 | 69 | 80 | 100 | 104 | 108 | 91 | 70 | 47 | 24 | 24 | 92 | 107 | 121 | 96 | 93 | 88 | 92 | 94 | 99 | 89 | 57 | 68 | 34 | 46 | 72 | 81 | 99 | 99 | 101 | 84 | 72 | 51 | 29 | 27 | 49 | 72 | 118 | 137 | 174 | 186 | 187 | 152 | 119 | 79 | 39 | 37 | -14.9 | -13 | -8.6 | -2 | 5.3 | 12.3 | 14.6 | 14.4 | 10.5 | 2.9 | -2 | -8.5 | -28.4 | -25.8 | -19.2 | -10.3 | -1.5 | 6.2 | 8.6 | 8.8 | 4.2 | -4.2 | -10.6 | -19.5 | -21.4 | 17 | 41 | 102 | 41 | 57 | -16.6 | 18 | 33 | 66 | 31 | 46 | 22.1 | 66 | 149 | 134 | 152 | 270 | [11 empty] | 1.15 | 1.13 | 1.5 | 1.2 | 1.38 | Ende
| 4874.5078 | 4945.0526 | CA0043a-Saguenay | - | - | - | CA0043a |  | x | x | 0043a | CA | Québec | Saguenay |  | CanPHI dataset | 48.417 | -71.067 | 87 | 11.1 | -16.4 | -12.6 | -5.9 | 2.1 | 10.2 | 16.2 | 18.1 | 17.4 | 13.2 | 5.7 | -1.1 | -9.4 | 11 | 14 | 22 | 34 | 48 | 53 | 53 | 39 | 28 | 20 | 12 | 10 | 32 | 46 | 78 | 89 | 100 | 105 | 101 | 90 | 58 | 35 | 24 | 24 | 100 | 119 | 144 | 113 | 94 | 88 | 93 | 97 | 85 | 70 | 61 | 71 | 32 | 47 | 79 | 88 | 90 | 91 | 95 | 85 | 62 | 42 | 26 | 21 | 45 | 70 | 124 | 149 | 164 | 173 | 173 | 149 | 98 | 60 | 37 | 34 | -19.6 | -16.2 | -10.7 | -4.4 | 2.5 | 9.3 | 13.2 | 12.3 | 9.2 | 1.7 | -4 | -12.1 | -36 | -31 | -23.2 | -13.9 | -4.4 | 3.4 | 7.6 | 6.6 | 3.3 | -5.3 | -13.1 | -24.2 | -25.3 | 14 | 41 | 132 | 45 | 59 | -17.7 | 14 | 32 | 95 | 30 | 46 | 22.1 | 65 | 137 | 133 | 141 | 246 | [11 empty] | 1.11 | 1.09 | 1.5 | 0.96 | 1.03 | Ende
| 5307.8122 | 5377.7542 | CA0044a-Maniwaki | - | - | - | CA0044a |  | x | x | 0044a | CA | Québec | Maniwaki |  | CanPHI dataset | 46.383 | -75.983 | 169 | 12.1 | -13.8 | -9.4 | -3.7 | 4.2 | 11.6 | 17.3 | 19 | 18 | 14.1 | 6.6 | 0.2 | -8 | 12 | 15 | 25 | 36 | 47 | 51 | 51 | 40 | 29 | 21 | 12 | 10 | 37 | 47 | 73 | 82 | 109 | 109 | 109 | 91 | 70 | 44 | 23 | 26 | 106 | 119 | 129 | 98 | 99 | 90 | 94 | 97 | 99 | 89 | 58 | 80 | 34 | 50 | 76 | 80 | 101 | 100 | 102 | 87 | 70 | 52 | 28 | 29 | 51 | 75 | 122 | 139 | 182 | 189 | 187 | 154 | 114 | 76 | 38 | 37 | -17.3 | -14.1 | -9.8 | -4.6 | 3.8 | 11.5 | 14.1 | 13.4 | 10.3 | 2.8 | -2.6 | -10.5 | -32.6 | -27.6 | -21.3 | -12.7 | -3.5 | 5.8 | 8.4 | 7.8 | 3.7 | -4.5 | -11 | -23.1 | -23.3 | 16 | 51 | 137 | 45 | 65 | -17 | 13 | 27 | 84 | 37 | 43 | 22.8 | 67 | 147 | 131 | 140 | 254 | [11 empty] | 1.14 | 1.11 | 1.51 | 1.14 | 1.36 | Ende
| 4646.052 | 4717.4757 | CA0045a-Baie Comeau | - | - | - | CA0045a |  | x | x | 0045a | CA | Québec | Baie Comeau |  | CanPHI dataset | 49.217 | -68.15 | 75 | 11.1 | -13 | -10.6 | -5.4 | 1.1 | 7.4 | 13.1 | 15.8 | 15.1 | 11.3 | 5.1 | -0.5 | -6.9 | 11 | 14 | 24 | 35 | 47 | 53 | 53 | 41 | 27 | 19 | 12 | 9 | 27 | 44 | 66 | 80 | 101 | 102 | 105 | 89 | 59 | 41 | 23 | 20 | 84 | 108 | 121 | 101 | 95 | 91 | 95 | 97 | 90 | 78 | 57 | 66 | 28 | 43 | 70 | 81 | 93 | 98 | 96 | 86 | 65 | 44 | 25 | 22 | 40 | 64 | 108 | 134 | 165 | 176 | 174 | 148 | 100 | 64 | 36 | 30 | -18.1 | -15.5 | -10.4 | -4.4 | 2.2 | 7.8 | 12.1 | 11.4 | 7.8 | 1.4 | -4.1 | -11.1 | -32.3 | -29.4 | -22 | -13.9 | -5.8 | 0.5 | 5.3 | 5.1 | 1.3 | -6.1 | -12.9 | -23.2 | -21.2 | 14 | 33 | 105 | 32 | 50 | -15.5 | 14 | 26 | 73 | 26 | 41 | 17.1 | 68 | 120 | 104 | 93 | 182 | [11 empty] | 1.1 | 1.08 | 1.49 | 0.83 | 0.85 | Ende
| 5094.7133 | 5167.3347 | CA0046a-Shawinigan | - | - | - | CA0046a |  | x | x | 0046a | CA | Québec | Shawinigan |  | CanPHI dataset | 46.55 | -72.733 | 77 | 8.3 | -12.8 | -9.1 | -3.1 | 4.3 | 12 | 17.5 | 19.8 | 19.2 | 15.2 | 7.9 | 1.8 | -6.5 | 12 | 16 | 26 | 35 | 49 | 53 | 50 | 40 | 29 | 21 | 12 | 10 | 33 | 45 | 70 | 80 | 108 | 107 | 108 | 90 | 70 | 45 | 22 | 24 | 98 | 106 | 119 | 97 | 99 | 92 | 95 | 97 | 101 | 89 | 53 | 70 | 35 | 46 | 72 | 78 | 100 | 99 | 104 | 86 | 71 | 52 | 26 | 25 | 48 | 70 | 115 | 135 | 181 | 188 | 188 | 151 | 117 | 76 | 35 | 35 | -16.4 | -13.5 | -8.1 | -2.3 | 5.4 | 12 | 15.1 | 14.6 | 11.1 | 3.6 | -1.9 | -9.7 | -31.3 | -26.6 | -18.8 | -10.4 | -1.7 | 6.2 | 9.4 | 9.2 | 4.9 | -3.3 | -9.9 | -21.2 | -22.2 | 17 | 41 | 110 | 43 | 58 | -15.5 | 14 | 27 | 75 | 33 | 43 | 22.1 | 64 | 162 | 138 | 151 | 275 | [11 empty] | 1.13 | 1.1 | 1.5 | 1.09 | 1.22 | Ende
| 4749.8306 | 4830.7687 | CA0017b-Saint John | - | - | - | CA0017b |  | x | x | 0017b | CA | New Brunswick | Saint John |  | CanPHI dataset | 45.268 | -66.055 | 37 | 10.8 | -8.1 | -5.8 | -1.7 | 3.8 | 9.7 | 14.6 | 17.3 | 17.4 | 14.2 | 7.9 | 2.8 | -2.7 | 13 | 18 | 28 | 36 | 50 | 56 | 53 | 40 | 29 | 23 | 14 | 12 | 30 | 43 | 66 | 77 | 92 | 102 | 104 | 89 | 65 | 47 | 28 | 24 | 87 | 94 | 106 | 90 | 87 | 82 | 87 | 94 | 96 | 85 | 64 | 60 | 32 | 42 | 67 | 75 | 89 | 93 | 94 | 85 | 69 | 47 | 27 | 23 | 48 | 68 | 107 | 129 | 159 | 169 | 172 | 151 | 113 | 77 | 44 | 36 | -12.6 | -10.8 | -6.6 | -1.7 | 4.3 | 9.5 | 13 | 13.2 | 10.4 | 3.8 | -1.1 | -6.8 | -24.3 | -22.1 | -16.9 | -9.9 | -2.5 | 2.7 | 7 | 7.4 | 4.4 | -3.1 | -8.6 | -15.7 | -16.2 | 16 | 32 | 97 | 37 | 56 | -10.8 | 16 | 23 | 61 | 31 | 43 | 19 | 77 | 158 | 103 | 88 | 194 | [11 empty] | 1.13 | 1.11 | 1.44 | 1.09 | 1.25 | Ende
| 4747.0415 | 4826.1889 | CA0047a-Fredericton | - | - | - | CA0047a |  | x | x | 0047a | CA | New Brunswick | Fredericton |  | CanPHI dataset | 45.95 | -66.667 | 102 | 11.6 | -9.4 | -6.8 | -1.8 | 4.4 | 11 | 16.5 | 19.1 | 18.8 | 14.8 | 7.6 | 1.9 | -4.1 | 13 | 17 | 27 | 36 | 46 | 54 | 54 | 40 | 30 | 22 | 14 | 11 | 29 | 44 | 64 | 75 | 92 | 98 | 102 | 90 | 65 | 47 | 26 | 23 | 86 | 96 | 108 | 89 | 85 | 81 | 87 | 93 | 94 | 85 | 60 | 64 | 32 | 42 | 66 | 75 | 84 | 93 | 96 | 84 | 66 | 47 | 27 | 23 | 47 | 68 | 106 | 128 | 155 | 166 | 171 | 150 | 109 | 75 | 42 | 36 | -14.1 | -12.2 | -7.4 | -2.1 | 4.4 | 10.3 | 14.1 | 13.7 | 10.4 | 3.4 | -2 | -8.2 | -26.3 | -24 | -17.6 | -10.3 | -1.9 | 4.1 | 8.4 | 8.4 | 4.7 | -3.7 | -9.7 | -17.8 | -17.2 | 18 | 32 | 98 | 39 | 57 | -10.8 | 15 | 23 | 56 | 28 | 40 | 22.6 | 69 | 150 | 108 | 110 | 211 | [11 empty] | 1.13 | 1.11 | 1.45 | 1.07 | 1.22 | Ende
| 4617.1825 | 4697.7637 | CA0048a-Moncton | - | - | - | CA0048a |  | x | x | 0048a | CA | New Brunswick | Moncton |  | CanPHI dataset | 46.07 | -64.77 | 0 | 11.4 | -7.5 | -5.7 | -2.1 | 2.9 | 9.3 | 14.7 | 18.2 | 18.4 | 15.2 | 8.5 | 3.1 | -2.4 | 13 | 16 | 26 | 35 | 48 | 53 | 52 | 41 | 30 | 21 | 14 | 11 | 31 | 45 | 67 | 79 | 99 | 103 | 106 | 90 | 67 | 44 | 26 | 22 | 90 | 105 | 115 | 94 | 91 | 85 | 90 | 97 | 94 | 85 | 59 | 62 | 32 | 43 | 69 | 77 | 89 | 96 | 101 | 85 | 66 | 50 | 26 | 24 | 48 | 70 | 111 | 132 | 165 | 176 | 180 | 153 | 111 | 74 | 41 | 34 | -12.3 | -10.4 | -6 | -1.1 | 4.5 | 10.1 | 14.1 | 14 | 10.9 | 4.2 | -0.9 | -6.8 | -24 | -21.8 | -16.6 | -9.9 | -2.7 | 3.1 | 7.8 | 8.5 | 5 | -2.7 | -8.2 | -16.6 | -15.6 | 17 | 34 | 109 | 40 | 61 | -8.3 | 15 | 21 | 54 | 26 | 39 | 20.9 | 61 | 105 | 119 | 96 | 184 | [11 empty] | 1.12 | 1.1 | 1.42 | 1.01 | 1.13 | Ende
| 4581.2865 | 4658.0987 | CA0049a-Bathurst | - | - | - | CA0049a |  | x | x | 0049a | CA | New Brunswick | Bathurst |  | CanPHI dataset | 47.62 | -65.65 | 6 | 9.5 | -10.4 | -8.4 | -3 | 2.5 | 9 | 14.7 | 18.1 | 17.6 | 13.9 | 7.3 | 1.5 | -5.8 | 11 | 14 | 23 | 35 | 49 | 54 | 52 | 39 | 29 | 20 | 12 | 10 | 32 | 49 | 74 | 79 | 103 | 107 | 105 | 87 | 64 | 44 | 25 | 23 | 114 | 123 | 132 | 97 | 92 | 89 | 92 | 97 | 94 | 82 | 64 | 77 | 35 | 46 | 74 | 78 | 90 | 99 | 102 | 86 | 66 | 45 | 27 | 26 | 51 | 73 | 119 | 133 | 166 | 180 | 179 | 150 | 107 | 69 | 40 | 36 | -14.7 | -13.2 | -7.8 | -3.1 | 3.3 | 9.5 | 14 | 13.2 | 9.8 | 3.1 | -2.2 | -9.6 | -27.8 | -26.3 | -19 | -12 | -4 | 2.4 | 7.7 | 7.6 | 3.8 | -3.9 | -10.3 | -20.9 | -18.5 | 14 | 40 | 149 | 42 | 67 | -13.2 | 14 | 28 | 84 | 31 | 44 | 21.3 | 73 | 178 | 142 | 151 | 276 | [11 empty] | 1.11 | 1.09 | 1.45 | 0.93 | 1.01 | Ende
| 4501.1447 | 4582.8306 | CA0019b-Charlottetown | - | - | - | CA0019b |  | x | x | 0019b | CA | Prince Edward Island | Charlottetown |  | CanPHI dataset | 46.233 | -63.133 | 5 | 8.5 | -7.5 | -6.4 | -2.1 | 2.8 | 9.3 | 14.8 | 18.8 | 18.9 | 15.3 | 8.9 | 3.3 | -2.1 | 13 | 15 | 26 | 35 | 48 | 55 | 53 | 40 | 31 | 21 | 13 | 11 | 33 | 46 | 73 | 85 | 102 | 109 | 111 | 93 | 68 | 44 | 25 | 23 | 97 | 115 | 126 | 102 | 95 | 90 | 95 | 99 | 97 | 86 | 59 | 65 | 33 | 47 | 74 | 83 | 97 | 102 | 102 | 88 | 71 | 49 | 27 | 24 | 50 | 75 | 120 | 143 | 174 | 188 | 187 | 158 | 114 | 74 | 40 | 35 | -11 | -10.3 | -6.2 | -1.6 | 4.1 | 10.1 | 14.4 | 14.3 | 11.1 | 5.1 | 0 | -5.3 | -23.2 | -22.3 | -17 | -10.6 | -3.5 | 3 | 8.2 | 8.9 | 5 | -1.7 | -7.5 | -15.5 | -15 | 17 | 39 | 119 | 43 | 62 | -9.5 | 16 | 32 | 88 | 34 | 51 | 21.4 | 74 | 171 | 130 | 136 | 257 | [11 empty] | 1.12 | 1.09 | 1.4 | 0.96 | 1.07 | Ende
| 4626.4597 | 4710.6947 | CA0010b-Halifax | - | - | - | CA0010b |  | x | x | 0010b | CA | Nova Scotia | Halifax |  | CanPHI dataset | 44.648 | -63.572 | 85 | 8 | -4.8 | -3.4 | -0.2 | 4.2 | 9.1 | 14.3 | 17.7 | 18.8 | 16 | 10 | 4.7 | 0 | 13 | 18 | 28 | 36 | 49 | 52 | 51 | 40 | 31 | 22 | 15 | 12 | 34 | 41 | 66 | 79 | 96 | 104 | 105 | 90 | 73 | 50 | 29 | 24 | 85 | 91 | 107 | 89 | 87 | 84 | 88 | 97 | 100 | 93 | 65 | 58 | 31 | 42 | 69 | 75 | 92 | 93 | 96 | 91 | 72 | 52 | 29 | 23 | 48 | 69 | 111 | 132 | 163 | 178 | 178 | 158 | 121 | 81 | 47 | 36 | -8.2 | -7.5 | -4.4 | -0.4 | 4.6 | 10 | 13.9 | 14.8 | 12.1 | 6.1 | 1.2 | -3.5 | -19.1 | -17.7 | -14.2 | -8.6 | -2.8 | 3.2 | 7.9 | 9.2 | 5.9 | -0.7 | -5.9 | -12.8 | -12 | 18 | 48 | 110 | 35 | 63 | -4.5 | 16 | 27 | 51 | 23 | 40 | 20 | 62 | 128 | 104 | 110 | 206 | [11 empty] | 1.13 | 1.1 | 1.39 | 1.09 | 1.26 | Ende
| 4563.1067 | 4646.2963 | CA0050a-Truro | - | - | - | CA0050a |  | x | x | 0050a | CA | Nova Scotia | Truro |  | CanPHI dataset | 45.365 | -63.28 | 41 | 8.8 | -7.1 | -5.3 | -1.3 | 3.3 | 9 | 14.5 | 18.4 | 19 | 15.6 | 9.5 | 4.2 | -1.7 | 13 | 18 | 28 | 38 | 50 | 54 | 55 | 41 | 30 | 22 | 15 | 12 | 32 | 39 | 63 | 74 | 93 | 100 | 104 | 90 | 70 | 47 | 27 | 22 | 78 | 86 | 103 | 87 | 86 | 85 | 89 | 96 | 99 | 88 | 61 | 53 | 28 | 41 | 65 | 72 | 89 | 93 | 96 | 89 | 71 | 50 | 28 | 22 | 46 | 65 | 106 | 126 | 158 | 174 | 175 | 155 | 117 | 77 | 44 | 33 | -10.2 | -9.1 | -5.4 | -1.1 | 4.5 | 10.1 | 14.1 | 14.9 | 11.6 | 5.6 | 0.8 | -4.9 | -21.8 | -19.8 | -15.3 | -9.3 | -2.8 | 3.5 | 8.3 | 9.4 | 5.5 | -1 | -6.4 | -14.7 | -14.7 | 18 | 39 | 87 | 32 | 55 | -10.2 | 18 | 34 | 67 | 28 | 48 | 21 | 83 | 176 | 121 | 117 | 235 | [11 empty] | 1.12 | 1.1 | 1.39 | 1.01 | 1.17 | Ende
| 4313.9714 | 4398.3559 | CA0051a-Sydney | - | - | - | CA0051a |  | x | x | 0051a | CA | Nova Scotia | Sydney |  | CanPHI dataset | 46.138 | -60.183 | 38 | 9.6 | -5 | -4.7 | -1.8 | 2.2 | 7.8 | 13.3 | 17.7 | 18.7 | 15.2 | 9.1 | 4 | -0.3 | 13 | 16 | 26 | 37 | 47 | 56 | 54 | 42 | 30 | 21 | 13 | 11 | 28 | 44 | 69 | 79 | 101 | 110 | 108 | 90 | 62 | 45 | 25 | 20 | 88 | 100 | 119 | 94 | 93 | 89 | 93 | 94 | 92 | 81 | 59 | 56 | 33 | 44 | 69 | 75 | 95 | 101 | 104 | 86 | 67 | 45 | 26 | 21 | 48 | 69 | 114 | 132 | 173 | 184 | 184 | 151 | 109 | 72 | 39 | 33 | -8.5 | -8.3 | -5.7 | -1.8 | 2.8 | 8.2 | 13.2 | 14.1 | 11.1 | 5.3 | 0.7 | -3.6 | -19.1 | -19.5 | -16 | -10.9 | -4.8 | 0.7 | 6.8 | 8.6 | 5.5 | -1.4 | -6.6 | -11.3 | -11.7 | 16 | 31 | 110 | 49 | 58 | -5 | 15 | 22 | 51 | 25 | 38 | 21.2 | 70 | 137 | 117 | 127 | 225 | [11 empty] | 1.11 | 1.09 | 1.36 | 0.85 | 1 | Ende
| 4660.2157 | 4742.869 | CA0052a-Kentville | - | - | - | CA0052a |  | x | x | 0052a | CA | Nova Scotia | Kentville |  | CanPHI dataset | 45.078 | -64.496 | 137 | 11.1 | -5.7 | -4.2 | -0.5 | 4.7 | 10.6 | 15.8 | 19.1 | 19 | 15.4 | 8.9 | 3.9 | -1 | 13 | 17 | 28 | 37 | 48 | 54 | 52 | 42 | 30 | 22 | 15 | 11 | 27 | 40 | 63 | 75 | 97 | 104 | 109 | 92 | 70 | 49 | 26 | 21 | 70 | 89 | 101 | 88 | 88 | 83 | 87 | 96 | 101 | 89 | 55 | 50 | 29 | 41 | 65 | 76 | 91 | 94 | 96 | 89 | 73 | 49 | 27 | 21 | 43 | 66 | 105 | 129 | 163 | 174 | 178 | 157 | 119 | 78 | 43 | 32 | -9 | -8.1 | -4.9 | -0.8 | 4.6 | 10.2 | 13.8 | 13.9 | 10.9 | 4.6 | 0.3 | -4.3 | -19.6 | -18.6 | -14.6 | -8.9 | -2.2 | 3.6 | 8 | 8.5 | 4.8 | -2.1 | -6.6 | -13.3 | -13 | 16 | 31 | 86 | 34 | 52 | -6.8 | 12 | 14 | 26 | 19 | 27 | 21.5 | 66 | 165 | 122 | 118 | 241 | [11 empty] | 1.12 | 1.1 | 1.41 | 1.07 | 1.22 | Ende
| 4844.8227 | 4928.2244 | CA0053a-Yarmouth | - | - | - | CA0053a |  | x | x | 0053a | CA | Nova Scotia | Yarmouth |  | CanPHI dataset | 43.836 | -66.118 | 15 | 7.7 | -3.2 | -2.1 | 0.5 | 4.7 | 9.4 | 13.5 | 16.4 | 17 | 14.8 | 9.7 | 5.3 | 1.1 | 14 | 19 | 29 | 36 | 48 | 53 | 54 | 43 | 30 | 24 | 16 | 13 | 27 | 42 | 68 | 82 | 98 | 105 | 107 | 92 | 74 | 52 | 29 | 22 | 67 | 89 | 110 | 93 | 90 | 83 | 90 | 95 | 107 | 96 | 62 | 49 | 29 | 42 | 68 | 76 | 96 | 98 | 99 | 91 | 76 | 54 | 30 | 20 | 45 | 69 | 115 | 137 | 173 | 183 | 184 | 160 | 127 | 86 | 47 | 34 | -6.1 | -5.4 | -3 | 1.1 | 6.3 | 11 | 14.4 | 14.9 | 12.5 | 6.6 | 2 | -2.1 | -16 | -15.2 | -12.5 | -7.3 | -1.1 | 3.5 | 7.8 | 8.5 | 6 | -0.4 | -5 | -9.6 | -9.9 | 18 | 32 | 99 | 47 | 60 | -3.5 | 16 | 19 | 36 | 23 | 34 | 17.2 | 59 | 113 | 125 | 132 | 207 | [11 empty] | 1.15 | 1.12 | 1.42 | 1.23 | 1.43 | Ende
| 3741.1816 | 3828.7949 | CA0014b-St. John's | - | - | - | CA0014b |  | x | x | 0014b | CA | Newfoundland | St. John's |  | CanPHI dataset | 47.567 | -52.705 | 16 | 8.9 | -4.1 | -3.6 | -1.9 | 1.7 | 6.2 | 10.4 | 15.8 | 16.7 | 12.9 | 8 | 3.4 | -0.3 | 12 | 17 | 28 | 34 | 45 | 55 | 52 | 41 | 30 | 21 | 13 | 10 | 22 | 33 | 55 | 68 | 86 | 95 | 100 | 82 | 57 | 37 | 22 | 16 | 58 | 68 | 86 | 82 | 83 | 85 | 89 | 90 | 84 | 66 | 44 | 40 | 24 | 34 | 54 | 70 | 82 | 93 | 96 | 81 | 64 | 39 | 21 | 17 | 36 | 53 | 91 | 115 | 146 | 164 | 171 | 141 | 101 | 61 | 34 | 26 | -6.7 | -6.4 | -5 | -1.1 | 2.4 | 7 | 12.5 | 13.4 | 10.2 | 5.3 | 1 | -2.8 | -16.4 | -16.5 | -14.4 | -9.8 | -5.1 | -0.7 | 5.9 | 7.6 | 4.1 | -1.2 | -6.1 | -11.1 | -9.9 | 16 | 24 | 66 | 30 | 43 | -5.1 | 14 | 17 | 36 | 21 | 31 | 19.1 | 58 | 117 | 117 | 128 | 219 | [11 empty] | 1.1 | 1.07 | 1.28 | 0.49 | 0.67 | Ende
| 4012.9936 | 4093.357 | CA0054a-Corner Brook | - | - | - | CA0054a |  | x | x | 0054a | CA | Newfoundland | Corner Brook |  | CanPHI dataset | 48.95 | -57.95 | 128 | 11.6 | -6.8 | -6.4 | -3.3 | 1.9 | 7.4 | 12.4 | 16.8 | 16.9 | 12.7 | 6.8 | 1.8 | -2.1 | 11 | 16 | 28 | 35 | 46 | 55 | 54 | 42 | 27 | 19 | 11 | 9 | 19 | 31 | 55 | 67 | 102 | 103 | 109 | 83 | 59 | 39 | 20 | 15 | 51 | 67 | 90 | 81 | 94 | 90 | 93 | 92 | 85 | 73 | 47 | 39 | 21 | 32 | 57 | 68 | 89 | 98 | 95 | 81 | 58 | 40 | 22 | 16 | 31 | 50 | 91 | 113 | 164 | 174 | 174 | 140 | 95 | 61 | 31 | 24 | -10.3 | -10.1 | -7.7 | -3.5 | 1.4 | 6.4 | 11.5 | 12.1 | 8.7 | 3 | -1.5 | -5.3 | -20.6 | -21.1 | -17.9 | -11.9 | -6.3 | -0.9 | 5.1 | 6.6 | 2.8 | -3.9 | -9.2 | -14.2 | -14.3 | 15 | 23 | 58 | 24 | 38 | -9.1 | 13 | 16 | 30 | 18 | 28 | 20.3 | 66 | 160 | 122 | 110 | 226 | [11 empty] | 1.1 | 1.08 | 1.36 | 0.58 | 0.68 | Ende
| 6853.4002 | 6841.7007 | CA0055a-Whitehorse | - | - | - | CA0055a |  | x | x | 0055a | CA | Yukon | Whitehorse |  | CanPHI dataset | 60.717 | -135.05 | 760 | 12.8 | -18.2 | -9.8 | -7 | 0.8 | 7.3 | 13.3 | 14.5 | 12.7 | 6.8 | 0.3 | -7.5 | -11.6 | 4 | 8 | 17 | 28 | 51 | 63 | 56 | 38 | 22 | 11 | 5 | 2 | 9 | 24 | 59 | 91 | 113 | 119 | 109 | 84 | 54 | 27 | 11 | 5 | 37 | 72 | 124 | 130 | 116 | 108 | 108 | 103 | 87 | 67 | 36 | 25 | 9 | 25 | 61 | 90 | 107 | 107 | 103 | 88 | 52 | 32 | 11 | 5 | 10 | 30 | 79 | 130 | 166 | 174 | 164 | 127 | 76 | 37 | 13 | 6 | -22 | -14.2 | -13.5 | -7.8 | -2.9 | 3 | 5.9 | 4.9 | 0.8 | -4.4 | -10.8 | -15.1 | -36.8 | -26.1 | -24.9 | -17.2 | -10.6 | -3.1 | 0.2 | -0.7 | -5.7 | -12.2 | -20.8 | -26.7 | -35.6 | 4 | 9 | 44 | 12 | 12 | -29.9 | 4 | 8 | 37 | 11 | 11 | 17.9 | 82 | 184 | 172 | 170 | 276 | [11 empty] | 1.1 | 1.1 | 1.54 | 0.63 | 0.2 | Ende
| 6633.4958 | 6613.9327 | CA0056a-Dawson | - | - | - | CA0056a |  | x | x | 0056a | CA | Yukon | Dawson |  | CanPHI dataset | 64.06 | -139.411 | 790 | 14.8 | -26.9 | -20 | -14.2 | -2.4 | 6.5 | 13.4 | 14.3 | 10.8 | 3.7 | -6.3 | -17.3 | -22.6 | 2 | 6 | 15 | 28 | 54 | 66 | 61 | 39 | 20 | 10 | 3 | 1 | 5 | 20 | 57 | 85 | 113 | 113 | 114 | 83 | 51 | 25 | 9 | 1 | 26 | 68 | 126 | 127 | 118 | 107 | 109 | 104 | 92 | 67 | 37 | 7 | 5 | 21 | 57 | 90 | 109 | 108 | 106 | 84 | 58 | 29 | 9 | 1 | 5 | 23 | 71 | 118 | 159 | 165 | 160 | 121 | 72 | 32 | 10 | 2 | -30.1 | -23 | -19.2 | -10.1 | -3.9 | 3 | 6.3 | 4.3 | -1.2 | -9.1 | -19.7 | -25.3 | -49.5 | -39.2 | -33.6 | -20.5 | -11.7 | -3.1 | 0.3 | -2 | -8.9 | -19.2 | -33.7 | -41.9 | -43.9 | 2 | 5 | 32 | 4 | 6 | -37.3 | 2 | 4 | 28 | 4 | 6 | 17.5 | 73 | 149 | 150 | 135 | 210 | [11 empty] | 1.09 | 1.1 | 1.61 | 0.45 | 0.22 | Ende
| 6053.0967 | 6058.287 | CA0020b-Yellowknife | - | - | - | CA0020b |  | x | x | 0020b | CA | Northwest Territories | Yellowknife |  | CanPHI dataset | 62.444 | -114.396 | 162 | 7.9 | -25.9 | -21 | -16.9 | -4.9 | 3.8 | 13.5 | 17.4 | 13.9 | 7.9 | -1.3 | -10.6 | -19.7 | 3 | 6 | 13 | 26 | 51 | 67 | 58 | 38 | 21 | 11 | 4 | 2 | 12 | 27 | 69 | 99 | 128 | 126 | 116 | 90 | 50 | 22 | 7 | 3 | 64 | 94 | 158 | 150 | 141 | 117 | 116 | 113 | 88 | 55 | 28 | 17 | 12 | 28 | 67 | 98 | 125 | 118 | 111 | 89 | 56 | 25 | 9 | 3 | 11 | 31 | 85 | 137 | 188 | 184 | 171 | 131 | 72 | 32 | 9 | 4 | -30.6 | -26 | -22.6 | -11.5 | -4.5 | 4 | 8.8 | 8.1 | 3.6 | -4.3 | -13.1 | -23.4 | -50.6 | -43.1 | -38.6 | -23.3 | -13.8 | -2.9 | 3.4 | 2.2 | -2.8 | -12.4 | -23.7 | -39 | -36.7 | 3 | 11 | 77 | 13 | 12 | -30.6 | 3 | 10 | 65 | 11 | 10 | 20.3 | 75 | 170 | 166 | 143 | 236 | [11 empty] | 1.06 | 1.05 | 1.6 | 0.78 | 0.39 | Ende
| 7454.4879 | 7460.1041 | CA0057a-Campbell Island, Dryad Point | - | - | - | CA0057a |  | x | x | 0057a | CA | British Columbia | Campbell Island, Dryad Point | Source: Environment Canada data (Canadian Climate Normals 1981-2010). Radiation & Load data: satellite data (Passipedia). T | 2015 PHI | 52.19 | -128.11 | 4 | 7 | 4.2 | 4.7 | 6 | 8.1 | 11 | 13.5 | 15.4 | 15.9 | 13.6 | 9.8 | 6.1 | 4.4 | 9 | 14 | 24 | 33 | 44 | 47 | 47 | 37 | 26 | 18 | 10 | 7 | 14 | 25 | 51 | 72 | 89 | 88 | 92 | 81 | 64 | 38 | 19 | 12 | 32 | 56 | 94 | 100 | 101 | 91 | 100 | 105 | 109 | 84 | 47 | 29 | 14 | 26 | 52 | 72 | 89 | 88 | 92 | 81 | 64 | 39 | 19 | 12 | 22 | 42 | 85 | 124 | 160 | 161 | 167 | 142 | 104 | 60 | 29 | 19 | [24 empty] | -2.1 | 12 | 22 | 65 | 23 | 38 | 4.2 | 5 | 6 | 14 | 6 | 16 | 21.4 | 95 | 217 | 224 | 217 | 358 |  | 19.2 | 61 | 167 | 269 | 167 | 249 |  |  |  |  | 1.14 | 1.12 | 1.39 | 0.51 | 0.44 | Ende
| 7274.6663 | 7296.3159 | CA0058a-Nelson | - | - | - | CA0058a |  | x | x | 0058a | CA | British Columbia | Nelson | Source: Meteonorm | 2014 PHI. Keine Kühllast. Compared with satellite and Government of Canada normal data. | 49.5 | -117.3 | 654 | 14.7 | -2.9 | -0.5 | 3.5 | 7.8 | 12.2 | 15.7 | 20.4 | 19.8 | 14.2 | 7.7 | 2.7 | -3.1 | 10 | 14 | 23 | 32 | 47 | 55 | 52 | 38 | 25 | 18 | 10 | 8 | 25 | 36 | 70 | 92 | 111 | 122 | 139 | 118 | 88 | 51 | 23 | 17 | 73 | 85 | 125 | 114 | 103 | 101 | 122 | 127 | 138 | 112 | 64 | 48 | 27 | 39 | 70 | 88 | 105 | 112 | 131 | 111 | 88 | 55 | 28 | 17 | 32 | 52 | 103 | 142 | 175 | 194 | 222 | 178 | 130 | 76 | 34 | 23 | -4.4 | -2.9 | 0.1 | 2.7 | 6.6 | 10.4 | 12.6 | 11.6 | 9.1 | 4.8 | 0.8 | -4.7 | -14.7 | -12 | -8.7 | -5.2 | -0.6 | 3.6 | 6.7 | 5.6 | 1.9 | -2.8 | -7.3 | -13.8 | -12.2 | 13 | 29 | 73 | 31 | 36 | -8.9 | 9 | 19 | 60 | 22 | 27 | [17 empty] | 1.18 | 1.17 | 1.68 | 1 | 0.79 | Ende
| 7123.17 | 7139.0457 | CA0059a-Blue River | - | - | - | CA0059a |  | x | x | 0059a | CA | British Columbia | Blue River | Temp: Environment Canada data (Climate Normal 1981-2010). Radiation & load data: based on MN7. | 2015 PHI | 52.13 | -119.29 | 690 | 14 | -7.3 | -4.4 | 0.5 | 5.2 | 10.2 | 14 | 16.4 | 16 | 11 | 4.5 | -1.9 | -7.1 | 8 | 12 | 22 | 31 | 45 | 55 | 54 | 37 | 24 | 15 | 9 | 7 | 23 | 33 | 54 | 81 | 98 | 109 | 115 | 94 | 68 | 38 | 24 | 17 | 79 | 85 | 99 | 105 | 97 | 93 | 102 | 107 | 105 | 85 | 71 | 65 | 26 | 37 | 60 | 82 | 93 | 102 | 108 | 94 | 70 | 45 | 25 | 19 | 30 | 47 | 83 | 126 | 155 | 168 | 175 | 146 | 101 | 58 | 32 | 23 | -8.3 | -7.2 | -4.2 | -1.8 | 2.6 | 7 | 9.7 | 8.8 | 6.3 | 1.3 | -2.8 | -9.1 | -19.8 | -18 | -13.5 | -10 | -4 | 0.5 | 3.9 | 2.9 | -0.7 | -6.6 | -12.1 | -20.7 | -21 | 10 | 19 | 73 | 31 | 31 | -15 | 10 | 15 | 38 | 15 | 25 | 23.8 | 95 | 225 | 255 | 230 | 340 |  | 19.7 | 55 | 170 | 280 | 185 | 240 |  |  |  |  | 1.13 | 1.11 | 1.65 | 0.85 | 0.7 | Ende
| 5214.1383 | 5287.873 | CA0002c-Montréal | - | - | - | CA0002c |  | x | x | 0002c | CA | Québec | Montréal | Quelle: Meteonorm. Cooling load: PHI | 2015 PHI. Ergänzt um 2 Kühllastdaten, sonst identisch zu Vorgänger. | 45.51 | -73.56 | 38 | 10.8 | -10.5 | -7.5 | -2.3 | 5.3 | 12.5 | 19.1 | 21.2 | 20.7 | 16.6 | 8.9 | 2.8 | -4.7 | 12 | 15 | 26 | 39 | 47 | 52 | 53 | 41 | 28 | 22 | 12 | 12 | 34 | 46 | 71 | 81 | 101 | 107 | 106 | 88 | 74 | 46 | 22 | 23 | 95 | 109 | 120 | 96 | 95 | 90 | 94 | 95 | 105 | 90 | 52 | 64 | 34 | 48 | 73 | 77 | 98 | 95 | 103 | 84 | 71 | 51 | 27 | 27 | 49 | 73 | 120 | 137 | 176 | 186 | 187 | 151 | 121 | 79 | 37 | 36 | -14.7 | -12.3 | -7.8 | -2.6 | 4.8 | 12.3 | 15.1 | 14.8 | 11.5 | 4.1 | -1.4 | -8.2 | -28.3 | -24.8 | -18.4 | -10.4 | -1.9 | 7.2 | 9.9 | 10.1 | 5.4 | -2.4 | -9 | -19.2 | -19.4 | 17 | 39 | 105 | 40 | 58 | -13.2 | 16 | 26 | 69 | 37 | 45 | 26.7 | 105 | 220 | 175 | 235 | 340 | 20.9 | 20.3 | 55 | 180 | 255 | 190 | 265 | 18 |  |  |  | 1.14 | 1.12 | 1.5 | 1.19 | 1.4 | Ende
| 5575.1996 | 5645.0766 | CA0060a-Minden | - | - | - | CA0060a |  | x | x | 0060a | CA | Ontario | Minden | Source: Environment Canada data (Canadian Climate Normals 1981-2010). Radiation & Load data: Meteonorm / PHI. | 2015 PHI. | 44.93 | -78.72 | 274 | 13.63 | -9.7 | -7.8 | -2.7 | 5.1 | 11.8 | 16.8 | 19.3 | 18.2 | 13.8 | 7.3 | 1 | -5.6 | 13 | 16 | 26 | 35 | 47 | 52 | 51 | 38 | 27 | 20 | 12 | 10 | 36 | 48 | 79 | 85 | 107 | 111 | 117 | 97 | 71 | 49 | 25 | 24 | 100 | 113 | 132 | 100 | 92 | 86 | 94 | 101 | 100 | 104 | 64 | 65 | 36 | 49 | 82 | 85 | 96 | 98 | 104 | 97 | 72 | 59 | 28 | 26 | 49 | 73 | 122 | 140 | 171 | 181 | 190 | 161 | 113 | 80 | 40 | 34 | -12.1 | -11.7 | -7.5 | -1.1 | 5.5 | 12.1 | 14.3 | 14.3 | 11.1 | 4.6 | -0.6 | -8 | -24.7 | -24 | -18.6 | -9.2 | -1.4 | 5.9 | 8.5 | 8.7 | 5 | -2.7 | -7.9 | -19.1 | -19 | 16 | 41 | 123 | 45 | 61 | -12.7 | 13 | 20 | 69 | 35 | 39 | 23.3 | 90 | 230 | 180 | 220 | 355 | 19 | 19.9 | 65 | 195 | 225 | 200 | 275 | 17 |  |  |  | 1.16 | 1.14 | 1.53 | 1.23 | 1.56 | Ende
| 850.0756 | 816.5897 | CH0001a-Altdorf | - | - | 9 | CH0001a |  | x | x | 0001a | CH |  | Altdorf |  | 2007 PHI. TRY konvertiert mit Meteonorm | 46.87 | 8.63 | 449 | 9 | 0.5 | 1.1 | 5.1 | 8.9 | 13.1 | 15.8 | 18.7 | 17.6 | 14.8 | 10.9 | 5 | 2.3 | 9 | 13 | 22 | 29 | 36 | 37 | 36 | 31 | 24 | 18 | 11 | 8 | 15 | 26 | 56 | 67 | 89 | 80 | 91 | 83 | 54 | 37 | 18 | 13 | 39 | 60 | 91 | 90 | 87 | 79 | 87 | 89 | 86 | 77 | 45 | 33 | 14 | 26 | 45 | 54 | 67 | 64 | 66 | 54 | 42 | 32 | 18 | 13 | 26 | 45 | 88 | 119 | 149 | 148 | 155 | 130 | 93 | 65 | 33 | 22 | -2.8 | -2.4 | -0.1 | 2.7 | 7 | 10.2 | 12.9 | 12.6 | 10.5 | 6.6 | 1.4 | -0.9 | -13.3743 | -12.7662 | -9.3088 | -5.1878 | 0.95982 | 5.3983 | 9.0564 | 8.6538 | 5.8087 | 0.39695 | -7.0893 | -10.5039 | -5.8 | 15 | 20 | 40 | 20 | 30 | -0.6 | 5 | 5 | 5 | 5 | 5 | 25 | 90 | 160 | 170 | 150 | 320 | [11 empty] | 1.27 | 1.27 | 1.78 | 1.14 | 1.38 | Ende
| 740.5624 | 709.187 | CH0002a-Basel (Binningen) | - | - | - | CH0002a |  | x | x | 0002a | CH |  | Basel (Binningen) |  | 2007 PHI. TRY konvertiert mit Meteonorm | 47.55 | 7.58 | 316 | 9.8 | 1 | 1.7 | 6 | 9.2 | 13.3 | 16.4 | 19.3 | 18.5 | 15.3 | 11 | 5 | 2.9 | 9 | 13 | 21 | 27 | 38 | 42 | 42 | 35 | 25 | 17 | 12 | 8 | 19 | 26 | 43 | 58 | 80 | 81 | 88 | 76 | 59 | 35 | 20 | 17 | 56 | 63 | 84 | 80 | 80 | 83 | 95 | 100 | 95 | 80 | 52 | 41 | 24 | 30 | 50 | 71 | 80 | 82 | 94 | 84 | 63 | 40 | 25 | 16 | 30 | 44 | 78 | 108 | 140 | 156 | 168 | 143 | 100 | 62 | 35 | 24 | -1.8 | -1.9 | 0.8 | 3.4 | 7.9 | 10.6 | 12.9 | 12.7 | 10.8 | 7.5 | 2.2 | 0.1 | -11.8579 | -12.009 | -7.9738 | -4.1723 | 2.2197 | 5.9452 | 9.0564 | 8.7881 | 6.218 | 1.6609 | -5.9168 | -9.0113 | -6.9 | 15 | 25 | 50 | 25 | 35 | -4 | 5 | 10 | 10 | 10 | 10 | 25 | 90 | 160 | 170 | 170 | 320 | [11 empty] | 1.27 | 1.27 | 1.76 | 1.13 | 1.35 | Ende
| 784.5508 | 761.0283 | CH0003a-Bern (Liebefeld) | - | - | - | CH0003a |  | x | x | 0003a | CH |  | Bern (Liebefeld) |  | 2007 PHI. TRY konvertiert mit Meteonorm | 46.93 | 7.42 | 565 | 10.7 | -0.6 | 0.2 | 4.3 | 7.8 | 12.2 | 15.3 | 18.3 | 17.4 | 14.2 | 9.7 | 3.6 | 1.1 | 10 | 13 | 22 | 29 | 37 | 41 | 42 | 34 | 25 | 19 | 11 | 9 | 22 | 28 | 57 | 61 | 81 | 83 | 94 | 82 | 60 | 38 | 22 | 17 | 59 | 68 | 88 | 86 | 85 | 82 | 97 | 102 | 99 | 76 | 61 | 44 | 22 | 33 | 52 | 61 | 72 | 81 | 88 | 78 | 62 | 40 | 29 | 17 | 33 | 48 | 87 | 113 | 143 | 157 | 172 | 146 | 104 | 65 | 36 | 26 | -2.9 | -2.7 | -0.1 | 2.8 | 7.1 | 9.7 | 12.1 | 11.9 | 10.1 | 6.8 | 1.2 | -1 | -13.5267 | -13.2221 | -9.3088 | -5.0424 | 1.1003 | 4.7123 | 7.9806 | 7.7106 | 5.2613 | 0.67861 | -7.3837 | -10.6538 | -7.6 | 15 | 30 | 60 | 25 | 40 | -2 | 10 | 10 | 15 | 10 | 15 | 24 | 90 | 190 | 180 | 150 | 330 | [11 empty] | 1.26 | 1.26 | 1.75 | 1.14 | 1.36 | Ende
| 897.7984 | 857.4401 | CH0004a-Chur | - | - | - | CH0004a |  | x | x | 0004a | CH |  | Chur |  | 2007 PHI. TRY konvertiert mit Meteonorm | 46.87 | 9.53 | 555 | 10.3 | -0.4 | 0.5 | 4.9 | 8.7 | 12.9 | 15.5 | 18.4 | 17.4 | 14.5 | 10.6 | 4.3 | 1.4 | 11 | 14 | 23 | 30 | 37 | 39 | 39 | 30 | 25 | 18 | 12 | 10 | 24 | 34 | 56 | 69 | 81 | 89 | 87 | 79 | 56 | 39 | 23 | 20 | 79 | 92 | 108 | 100 | 90 | 79 | 90 | 99 | 100 | 103 | 78 | 65 | 31 | 46 | 60 | 69 | 76 | 74 | 77 | 70 | 57 | 48 | 31 | 24 | 39 | 58 | 100 | 129 | 153 | 155 | 164 | 140 | 105 | 75 | 44 | 32 | -4.8 | -4.5 | -1.7 | 1.1 | 5.5 | 8.6 | 11.2 | 10.9 | 9 | 4.8 | -0.9 | -3 | -16.4457 | -15.9817 | -11.7069 | -7.531 | -1.1604 | 3.1933 | 6.7623 | 6.3542 | 3.7472 | -2.1586 | -10.5039 | -13.6791 | -8.2 | 15 | 30 | 70 | 30 | 40 | -0.8 | 5 | 10 | 10 | 10 | 10 | 24 | 90 | 190 | 180 | 150 | 330 | [11 empty] | 1.27 | 1.27 | 1.79 | 1.13 | 1.32 | Ende
| 919.1257 | 876.972 | CH0005a-Davos | - | - | - | CH0005a |  | x | x | 0005a | CH |  | Davos |  | 2007 PHI. TRY konvertiert mit Meteonorm | 46.82 | 9.85 | 1590 | 10 | -5.3 | -5.2 | -1.9 | 1.6 | 6.3 | 9 | 12.2 | 11.3 | 8.9 | 5.4 | -0.8 | -3.5 | 12 | 16 | 24 | 32 | 41 | 41 | 40 | 32 | 25 | 19 | 12 | 10 | 34 | 51 | 82 | 91 | 95 | 97 | 102 | 91 | 69 | 61 | 36 | 27 | 111 | 126 | 143 | 120 | 98 | 85 | 92 | 103 | 113 | 121 | 110 | 94 | 42 | 52 | 74 | 88 | 80 | 76 | 79 | 78 | 65 | 56 | 40 | 29 | 48 | 73 | 121 | 152 | 167 | 164 | 172 | 149 | 115 | 85 | 53 | 40 | -9.2 | -10.3 | -7.3 | -4.3 | 0.3 | 3.5 | 6.4 | 6.3 | 4.2 | 0 | -5.6 | -7.3 | -23.3891 | -25.1663 | -20.3587 | -15.673 | -8.7143 | -4.0277 | 0.11483 | -0.0264 | -3.0188 | -9.16 | -17.6888 | -20.3587 | -11.1 | 15 | 25 | 55 | 25 | 30 | -4 | 10 | 15 | 20 | 15 | 20 | 17 | 90 | 190 | 220 | 180 | 360 | [11 empty] | 1.27 | 1.27 | 1.79 | 1.13 | 1.32 | Ende
| 789.5642 | 784.6772 | CH0006a-Genève (Cointrin) | - | - | - | CH0006a |  | x | x | 0006a | CH |  | Genève (Cointrin) |  | 2007 PHI. TRY konvertiert mit Meteonorm | 46.25 | 6.13 | 420 | 11.6 | 0.9 | 1.5 | 5.5 | 8.9 | 12.9 | 16.7 | 20.2 | 19.1 | 15.7 | 11.1 | 5 | 2.6 | 10 | 13 | 23 | 29 | 37 | 43 | 44 | 35 | 26 | 19 | 11 | 9 | 17 | 23 | 51 | 61 | 81 | 95 | 100 | 89 | 61 | 41 | 19 | 17 | 49 | 57 | 100 | 89 | 85 | 89 | 104 | 111 | 111 | 87 | 48 | 43 | 23 | 30 | 54 | 62 | 79 | 92 | 101 | 93 | 70 | 45 | 23 | 18 | 31 | 44 | 93 | 118 | 147 | 177 | 190 | 161 | 115 | 71 | 33 | 25 | -2.1 | -2.1 | 0.2 | 3.4 | 7.4 | 9.9 | 12.2 | 11.8 | 10 | 7.1 | 1.7 | -0.4 | -12.3115 | -12.3115 | -8.8627 | -4.1723 | 1.5209 | 4.987 | 8.1155 | 7.5755 | 5.1242 | 1.1003 | -6.6487 | -9.756 | -3.9 | 20 | 25 | 45 | 35 | 40 | -0.8 | 5 | 10 | 10 | 10 | 10 | 26 | 90 | 170 | 180 | 180 | 330 | [11 empty] | 1.26 | 1.26 | 1.75 | 1.15 | 1.37 | Ende
| 860.4448 | 821.9601 | CH0007a-Glarus | - | - | - | CH0007a |  | x | x | 0007a | CH |  | Glarus |  | 2007 PHI. TRY konvertiert mit Meteonorm | 47.03 | 9.07 | 515 | 9.1 | -1.2 | -0.4 | 3.7 | 8.1 | 12.4 | 14.9 | 17.8 | 16.7 | 13.9 | 9.9 | 3.7 | 0.9 | 10 | 13 | 21 | 28 | 35 | 35 | 35 | 29 | 23 | 17 | 11 | 8 | 19 | 30 | 51 | 63 | 75 | 71 | 75 | 69 | 49 | 35 | 22 | 18 | 50 | 64 | 83 | 84 | 85 | 76 | 85 | 86 | 78 | 74 | 51 | 47 | 16 | 24 | 37 | 51 | 69 | 63 | 71 | 59 | 35 | 25 | 17 | 15 | 30 | 47 | 82 | 112 | 143 | 141 | 149 | 125 | 85 | 61 | 34 | 26 | -4 | -3.7 | -1 | 1.9 | 6.4 | 9.4 | 12.2 | 12 | 10 | 6.1 | 0.5 | -1.8 | -15.2109 | -14.75 | -10.6538 | -6.3556 | 0.11483 | 4.2993 | 8.1155 | 7.8457 | 5.1242 | -0.3092 | -8.4177 | -11.8579 | -7.4 | 15 | 20 | 45 | 20 | 30 | -2.7 | 10 | 10 | 15 | 15 | 20 | 24 | 90 | 140 | 170 | 160 | 300 | [11 empty] | 1.27 | 1.27 | 1.79 | 1.12 | 1.36 | Ende
| 828.5724 | 782.7091 | CH0008a-Güttingen | - | - | - | CH0008a |  | x | x | 0008a | CH |  | Güttingen |  | 2007 PHI. TRY konvertiert mit Meteonorm | 47.6 | 9.28 | 440 | 9.3 | -0.3 | 0.1 | 4.3 | 7.8 | 12.4 | 15.3 | 18.1 | 17.2 | 14.1 | 9.7 | 3.8 | 1.6 | 9 | 13 | 22 | 29 | 39 | 41 | 41 | 34 | 24 | 17 | 10 | 8 | 15 | 25 | 48 | 66 | 81 | 82 | 95 | 80 | 56 | 29 | 17 | 12 | 39 | 60 | 93 | 92 | 88 | 86 | 97 | 102 | 90 | 70 | 41 | 30 | 17 | 29 | 58 | 60 | 81 | 79 | 88 | 76 | 59 | 39 | 21 | 13 | 27 | 44 | 87 | 118 | 148 | 159 | 170 | 142 | 96 | 59 | 29 | 21 | -2.6 | -2.8 | 0.2 | 2.9 | 7.2 | 10.1 | 12.5 | 12.5 | 10.5 | 7 | 1.6 | -0.6 | -13.07 | -13.3743 | -8.8627 | -4.8971 | 1.2406 | 5.2613 | 8.5193 | 8.5193 | 5.8087 | 0.95982 | -6.7955 | -10.0548 | -7.6 | 20 | 20 | 50 | 30 | 40 | -3 | 10 | 10 | 10 | 10 | 15 | 23 | 100 | 180 | 170 | 150 | 320 | [11 empty] | 1.28 | 1.28 | 1.8 | 1.14 | 1.33 | Ende
| 828.6739 | 803.4912 | CH0009a-Interlaken | - | - | - | CH0009a |  | x | x | 0009a | CH |  | Interlaken |  | 2007 PHI. TRY konvertiert mit Meteonorm | 46.67 | 7.87 | 580 | 10.1 | -0.9 | -0.1 | 3.8 | 7.7 | 12 | 15 | 18 | 16.8 | 13.8 | 9.3 | 3.4 | 0.7 | 10 | 13 | 22 | 27 | 37 | 38 | 39 | 32 | 24 | 17 | 11 | 8 | 17 | 23 | 47 | 63 | 85 | 89 | 92 | 76 | 52 | 31 | 18 | 14 | 59 | 66 | 92 | 93 | 86 | 79 | 93 | 100 | 97 | 88 | 62 | 50 | 23 | 31 | 50 | 67 | 78 | 72 | 78 | 70 | 57 | 37 | 26 | 20 | 32 | 48 | 89 | 120 | 149 | 155 | 167 | 142 | 103 | 69 | 38 | 27 | -3.5 | -3.1 | -0.6 | 2.3 | 6.8 | 9.6 | 12.2 | 12 | 9.9 | 6.2 | 0.6 | -1.7 | -14.4434 | -13.8317 | -10.0548 | -5.7707 | 0.67861 | 4.5747 | 8.1155 | 7.8457 | 4.987 | -0.16774 | -8.2696 | -11.7069 | -6.4 | 15 | 20 | 55 | 30 | 40 | -0.5 | 10 | 15 | 20 | 15 | 20 | 23 | 90 | 180 | 170 | 160 | 310 | [11 empty] | 1.26 | 1.26 | 1.75 | 1.11 | 1.29 | Ende
| 742.1968 | 723.2692 | CH0010a-La Chaux de Fonds | - | - | - | CH0010a |  | x | x | 0010a | CH |  | La Chaux de Fonds |  | 2007 PHI. TRY konvertiert mit Meteonorm | 47.08 | 6.8 | 1018 | 10.2 | -2 | -1.7 | 1 | 4.5 | 8.8 | 11.8 | 15.1 | 14.2 | 11.6 | 8 | 2.2 | 0 | 10 | 14 | 23 | 29 | 40 | 44 | 44 | 35 | 25 | 17 | 11 | 9 | 31 | 42 | 66 | 68 | 85 | 84 | 98 | 86 | 65 | 48 | 27 | 26 | 85 | 91 | 102 | 90 | 76 | 79 | 93 | 100 | 100 | 100 | 83 | 74 | 31 | 35 | 59 | 68 | 70 | 80 | 92 | 79 | 58 | 43 | 26 | 24 | 39 | 57 | 96 | 118 | 133 | 151 | 169 | 144 | 105 | 70 | 44 | 32 | -4.6 | -4.7 | -2.4 | 0.4 | 4.6 | 7.5 | 9.9 | 9.5 | 7.6 | 4.1 | -0.9 | -2.8 | -16.1362 | -16.2909 | -12.7662 | -8.5659 | -2.4449 | 1.6609 | 4.987 | 4.4371 | 1.8007 | -3.1626 | -10.5039 | -13.3743 | -10.5 | 20 | 25 | 45 | 30 | 35 | -5.4 | 10 | 15 | 15 | 15 | 20 | 21 | 100 | 180 | 190 | 170 | 320 | [11 empty] | 1.27 | 1.27 | 1.75 | 1.11 | 1.29 | Ende
| 921.0877 | 891.8923 | CH0011a-Locarno | - | - | - | CH0011a |  | x | x | 0011a | CH |  | Locarno |  | 2007 PHI. TRY konvertiert mit Meteonorm | 46.17 | 8.88 | 197 | 10.8 | 0.7 | 2.7 | 7.2 | 11 | 14.8 | 18.6 | 21.6 | 20.3 | 16.9 | 11.6 | 5.4 | 1.9 | 12 | 15 | 23 | 25 | 35 | 41 | 44 | 32 | 25 | 17 | 13 | 10 | 31 | 35 | 60 | 68 | 67 | 81 | 103 | 88 | 61 | 46 | 27 | 25 | 83 | 78 | 105 | 82 | 75 | 84 | 94 | 105 | 103 | 95 | 69 | 65 | 28 | 34 | 58 | 60 | 78 | 81 | 98 | 81 | 63 | 48 | 29 | 23 | 42 | 53 | 95 | 112 | 133 | 160 | 176 | 154 | 109 | 69 | 43 | 33 | -4.1 | -2.5 | -0.4 | 4.1 | 9 | 11.8 | 14.7 | 14.2 | 12 | 7.8 | 1.1 | -2.1 | -15.3648 | -12.9181 | -9.756 | -3.1626 | 3.7472 | 7.5755 | 11.4522 | 10.7901 | 7.8457 | 2.0801 | -7.531 | -12.3115 | -2.3 | 15 | 25 | 50 | 25 | 35 | 1.8 | 10 | 15 | 20 | 15 | 20 | 25 | 90 | 190 | 190 | 200 | 350 | [11 empty] | 1.27 | 1.27 | 1.79 | 1.14 | 1.37 | Ende
| 940.0455 | 911.5599 | CH0012a-Lugano | - | - | - | CH0012a |  | x | x | 0012a | CH |  | Lugano |  | 2007 PHI. TRY konvertiert mit Meteonorm | 46 | 8.97 | 273 | 8.5 | 3 | 4 | 7.7 | 10.9 | 14.7 | 18.7 | 22 | 20.9 | 17.7 | 12.9 | 7.3 | 4.4 | 12 | 15 | 23 | 26 | 34 | 41 | 42 | 33 | 25 | 18 | 13 | 10 | 25 | 30 | 52 | 61 | 66 | 76 | 85 | 82 | 61 | 42 | 25 | 20 | 75 | 67 | 94 | 77 | 78 | 83 | 92 | 104 | 102 | 89 | 65 | 65 | 28 | 33 | 54 | 57 | 62 | 81 | 86 | 87 | 65 | 48 | 28 | 26 | 40 | 51 | 90 | 105 | 131 | 157 | 166 | 152 | 108 | 68 | 42 | 32 | -3 | -1.7 | 0.2 | 4.4 | 9.3 | 12.2 | 15.2 | 14.7 | 12.7 | 8.8 | 2.2 | -1.2 | -13.6791 | -11.7069 | -8.8627 | -2.7316 | 4.1615 | 8.1155 | 12.1117 | 11.4522 | 8.7881 | 3.4705 | -5.9168 | -10.9541 | 0.5 | 20 | 25 | 55 | 30 | 35 | 3 | 10 | 10 | 15 | 10 | 15 | 26 | 90 | 160 | 170 | 160 | 300 | [11 empty] | 1.27 | 1.27 | 1.79 | 1.14 | 1.37 | Ende
| 819.9716 | 787.6528 | CH0013a-Luzern | - | - | - | CH0013a |  | x | x | 0013a | CH |  | Luzern |  | 2007 PHI. TRY konvertiert mit Meteonorm | 47.03 | 8.3 | 456 | 9.4 | 0.1 | 0.7 | 4.7 | 8.4 | 12.9 | 15.9 | 18.9 | 17.8 | 14.7 | 10.4 | 4.3 | 1.8 | 9 | 13 | 22 | 28 | 38 | 39 | 40 | 32 | 24 | 17 | 10 | 8 | 16 | 26 | 51 | 57 | 82 | 76 | 89 | 79 | 56 | 35 | 18 | 14 | 43 | 56 | 89 | 82 | 78 | 76 | 88 | 92 | 87 | 74 | 45 | 33 | 20 | 28 | 48 | 57 | 73 | 72 | 79 | 73 | 52 | 36 | 22 | 13 | 28 | 42 | 83 | 107 | 136 | 143 | 157 | 135 | 94 | 61 | 31 | 22 | -2.5 | -2.3 | 0.3 | 3.2 | 7.6 | 10.4 | 13 | 12.9 | 10.9 | 7.3 | 1.7 | -0.5 | -12.9181 | -12.6145 | -8.7143 | -4.4619 | 1.8007 | 5.672 | 9.1904 | 9.0564 | 6.3542 | 1.3808 | -6.6487 | -9.9054 | -6.2 | 20 | 20 | 30 | 30 | 35 | -5 | 15 | 15 | 20 | 15 | 20 | 25 | 90 | 170 | 180 | 160 | 320 | [11 empty] | 1.27 | 1.27 | 1.77 | 1.14 | 1.37 | Ende
| 840.988 | 822.3876 | CH0014a-Montana | - | - | - | CH0014a |  | x | x | 0014a | CH |  | Montana |  | 2007 PHI. TRY konvertiert mit Meteonorm | 46.32 | 7.48 | 1506 | 9.2 | -2.3 | -2.2 | 0.1 | 3.5 | 7.9 | 11.1 | 14.7 | 13.7 | 11.2 | 7.4 | 1.9 | -0.6 | 11 | 15 | 23 | 32 | 42 | 44 | 45 | 34 | 25 | 18 | 12 | 9 | 41 | 51 | 80 | 88 | 109 | 100 | 125 | 104 | 79 | 61 | 45 | 39 | 115 | 118 | 129 | 108 | 98 | 90 | 101 | 117 | 123 | 129 | 115 | 113 | 39 | 50 | 72 | 90 | 85 | 93 | 99 | 83 | 74 | 56 | 44 | 35 | 48 | 69 | 114 | 144 | 171 | 179 | 195 | 167 | 125 | 87 | 54 | 42 | -7.7 | -7.5 | -5.7 | -3 | 1.3 | 4.2 | 7.2 | 7.3 | 5.3 | 1.3 | -4.3 | -6.3 | -20.9926 | -20.6754 | -17.8448 | -13.6791 | -7.2364 | -3.0188 | 1.2406 | 1.3808 | -1.445 | -7.2364 | -15.673 | -18.7835 | -9.8 | 30 | 40 | 55 | 40 | 50 | -5 | 10 | 10 | 15 | 10 | 15 | 21 | 80 | 210 | 210 | 190 | 370 | [11 empty] | 1.26 | 1.26 | 1.76 | 1.14 | 1.38 | Ende
| 772.1239 | 754.1533 | CH0015a-Payerne | - | - | - | CH0015a |  | x | x | 0015a | CH |  | Payerne |  | 2007 PHI. TRY konvertiert mit Meteonorm | 46.82 | 6.95 | 490 | 10.9 | -0.1 | 0.4 | 4.6 | 8.1 | 12.4 | 15.6 | 18.7 | 17.8 | 14.7 | 10.1 | 3.9 | 1.6 | 10 | 14 | 23 | 29 | 39 | 42 | 44 | 34 | 25 | 17 | 11 | 9 | 20 | 27 | 50 | 66 | 82 | 92 | 102 | 86 | 58 | 38 | 19 | 17 | 48 | 62 | 96 | 93 | 86 | 86 | 99 | 108 | 102 | 82 | 49 | 41 | 21 | 30 | 60 | 65 | 87 | 87 | 99 | 83 | 67 | 45 | 22 | 16 | 31 | 46 | 90 | 121 | 150 | 168 | 182 | 153 | 107 | 64 | 33 | 25 | -2.4 | -2.2 | 0.5 | 3.3 | 7.6 | 10.3 | 12.7 | 12.4 | 10.6 | 7.3 | 1.6 | -0.6 | -12.7662 | -12.4629 | -8.4177 | -4.317 | 1.8007 | 5.5352 | 8.7881 | 8.3848 | 5.9452 | 1.3808 | -6.7955 | -10.0548 | -6.8 | 15 | 15 | 15 | 15 | 20 | -2.3 | 5 | 5 | 5 | 5 | 10 | 24 | 90 | 180 | 190 | 170 | 330 | [11 empty] | 1.26 | 1.26 | 1.75 | 1.14 | 1.36 | Ende
| 786.7643 | 774.22 | CH0016a-Pully | - | - | - | CH0016a |  | x | x | 0016a | CH |  | Pully |  | 2007 PHI. TRY konvertiert mit Meteonorm | 46.52 | 6.67 | 461 | 8.4 | 1.6 | 2.1 | 5.7 | 9.1 | 13.3 | 16.6 | 20 | 19.1 | 16 | 11.6 | 5.7 | 3.3 | 10 | 14 | 22 | 28 | 37 | 41 | 44 | 34 | 26 | 17 | 11 | 8 | 21 | 26 | 50 | 65 | 84 | 88 | 98 | 83 | 64 | 41 | 22 | 18 | 53 | 63 | 99 | 94 | 90 | 89 | 103 | 109 | 106 | 95 | 60 | 50 | 21 | 28 | 51 | 67 | 78 | 86 | 94 | 94 | 65 | 46 | 27 | 19 | 31 | 47 | 91 | 123 | 153 | 171 | 185 | 156 | 112 | 69 | 37 | 27 | -1.8 | -2 | 0.1 | 2.8 | 7.3 | 10.2 | 12.8 | 12.5 | 11 | 7.9 | 2.1 | -0.1 | -11.8579 | -12.1602 | -9.0113 | -5.0424 | 1.3808 | 5.3983 | 8.9223 | 8.5193 | 6.4904 | 2.2197 | -6.0629 | -9.3088 | -4.2 | 15 | 30 | 55 | 30 | 40 | 0.2 | 5 | 10 | 10 | 10 | 10 | 25 | 90 | 160 | 190 | 180 | 310 | [11 empty] | 1.26 | 1.26 | 1.75 | 1.14 | 1.36 | Ende
| 943.4487 | 903.7176 | CH0017a-St. Moritz | - | - | - | CH0017a |  | x | x | 0017a | CH |  | St. Moritz |  | 2007 PHI. TRY konvertiert mit Meteonorm | 46.53 | 9.88 | 1705 | 13.8 | -9.3 | -8.5 | -3.9 | 1 | 5.6 | 8.7 | 11.9 | 10.8 | 8 | 3.6 | -3.9 | -7.8 | 11 | 15 | 24 | 30 | 39 | 40 | 39 | 33 | 25 | 18 | 13 | 10 | 32 | 44 | 68 | 85 | 86 | 91 | 97 | 87 | 66 | 50 | 37 | 28 | 121 | 125 | 148 | 121 | 100 | 89 | 95 | 107 | 115 | 127 | 117 | 112 | 46 | 52 | 82 | 89 | 89 | 86 | 91 | 86 | 64 | 59 | 46 | 36 | 52 | 74 | 125 | 155 | 170 | 173 | 181 | 155 | 119 | 87 | 56 | 44 | -12.9 | -12.7 | -9.1 | -4.7 | -0.4 | 2 | 4.8 | 4.8 | 2.7 | -1.4 | -8 | -11 | -29.435 | -29.1032 | -23.2283 | -16.2909 | -9.756 | -6.2092 | -2.1586 | -2.1586 | -5.1878 | -11.2549 | -21.4694 | -26.306 | -16.5 | 15 | 20 | 55 | 25 | 35 | -13 | 15 | 20 | 40 | 25 | 30 | 16 | 90 | 170 | 220 | 180 | 350 | [11 empty] | 1.27 | 1.27 | 1.79 | 1.13 | 1.32 | Ende
| 843.2019 | 826.8088 | CH0018a-Sion | - | - | - | CH0018a |  | x | x | 0018a | CH |  | Sion |  | 2007 PHI. TRY konvertiert mit Meteonorm | 46.22 | 7.33 | 482 | 12.7 | -0.8 | 1 | 5.6 | 9.6 | 13.7 | 16.8 | 19.6 | 18.3 | 15 | 10 | 3.6 | 0.4 | 11 | 14 | 23 | 29 | 41 | 42 | 42 | 33 | 25 | 19 | 12 | 9 | 20 | 34 | 63 | 79 | 94 | 96 | 104 | 89 | 70 | 44 | 21 | 15 | 67 | 92 | 118 | 109 | 98 | 90 | 102 | 112 | 113 | 105 | 74 | 55 | 27 | 42 | 61 | 79 | 85 | 93 | 96 | 86 | 65 | 45 | 31 | 25 | 37 | 60 | 105 | 141 | 169 | 180 | 191 | 162 | 118 | 79 | 44 | 29 | -4.2 | -3.3 | -1 | 1.9 | 6.3 | 9.1 | 11.9 | 11.8 | 9.7 | 5.9 | 0 | -2.4 | -15.5188 | -14.1373 | -10.6538 | -6.3556 | -0.0264 | 3.8854 | 7.7106 | 7.5755 | 4.7123 | -0.59246 | -9.16 | -12.7662 | -5.7 | 15 | 15 | 40 | 20 | 30 | -2.6 | 10 | 15 | 20 | 15 | 20 | 23 | 90 | 180 | 180 | 170 | 330 | [11 empty] | 1.26 | 1.26 | 1.76 | 1.14 | 1.38 | Ende
| 847.8895 | 802.9434 | CH0019a-St. Gallen | - | - | - | CH0019a |  | x | x | 0019a | CH |  | St. Gallen |  | 2007 PHI. TRY konvertiert mit Meteonorm | 47.43 | 9.4 | 779 | 7.7 | -0.4 | -0.4 | 2.9 | 6.5 | 11.1 | 13.8 | 17.1 | 16.2 | 13.4 | 9.5 | 3.3 | 1.5 | 9 | 13 | 22 | 29 | 38 | 41 | 41 | 32 | 24 | 17 | 11 | 8 | 25 | 29 | 63 | 72 | 78 | 83 | 87 | 74 | 59 | 34 | 23 | 19 | 66 | 70 | 94 | 83 | 86 | 78 | 94 | 96 | 94 | 85 | 55 | 58 | 25 | 36 | 52 | 62 | 80 | 82 | 95 | 77 | 64 | 43 | 28 | 20 | 33 | 48 | 89 | 114 | 146 | 151 | 168 | 137 | 98 | 65 | 35 | 27 | -3.7 | -3.8 | -1.6 | 1.4 | 6 | 8.8 | 11.4 | 11.3 | 9.3 | 5.7 | 0.4 | -1.8 | -14.75 | -14.9035 | -11.5561 | -7.0893 | -0.45078 | 3.4705 | 7.0338 | 6.8981 | 4.1615 | -0.87618 | -8.5659 | -11.8579 | -10 | 10 | 15 | 20 | 15 | 20 | -9.2 | 10 | 10 | 15 | 10 | 15 | 23 | 90 | 180 | 190 | 180 | 340 | [11 empty] | 1.27 | 1.27 | 1.79 | 1.12 | 1.36 | Ende
| 775.3302 | 745.3177 | CH0020a-Wynau | - | - | - | CH0020a |  | x | x | 0020a | CH |  | Wynau |  | 2007 PHI. TRY konvertiert mit Meteonorm | 47.25 | 7.78 | 422 | 11 | -0.5 | 0 | 4.1 | 7.8 | 12.4 | 15.5 | 18.3 | 17.3 | 14.2 | 9.7 | 3.7 | 1.4 | 9 | 13 | 22 | 29 | 39 | 41 | 42 | 33 | 25 | 17 | 10 | 7 | 12 | 24 | 44 | 61 | 78 | 87 | 93 | 81 | 53 | 32 | 15 | 12 | 36 | 57 | 87 | 80 | 84 | 83 | 98 | 101 | 94 | 67 | 42 | 29 | 20 | 28 | 52 | 59 | 85 | 82 | 86 | 77 | 59 | 37 | 23 | 12 | 26 | 43 | 82 | 111 | 145 | 158 | 172 | 144 | 99 | 58 | 29 | 20 | -2.5 | -2.6 | 0.2 | 2.6 | 7.2 | 9.8 | 12.2 | 12.2 | 10.3 | 7 | 1.4 | -0.6 | -12.9181 | -13.07 | -8.8627 | -5.3334 | 1.2406 | 4.8497 | 8.1155 | 8.1155 | 5.5352 | 0.95982 | -7.0893 | -10.0548 | -7.6 | 15 | 20 | 40 | 25 | 35 | -6 | 10 | 15 | 20 | 15 | 20 | 23 | 90 | 190 | 180 | 160 | 320 | [11 empty] | 1.27 | 1.27 | 1.76 | 1.14 | 1.35 | Ende
| 801.186 | 762.7151 | CH0021a-Zürich | - | - | - | CH0021a |  | x | x | 0021a | CH |  | Zürich |  | 2007 PHI. TRY konvertiert mit Meteonorm | 47.43 | 8.55 | 500 | 9.5 | -0.3 | 0.4 | 4.7 | 8.2 | 12.7 | 15.7 | 18.6 | 17.6 | 14.6 | 10.1 | 4 | 1.8 | 10 | 13 | 21 | 28 | 38 | 41 | 42 | 33 | 24 | 17 | 11 | 8 | 19 | 27 | 52 | 60 | 82 | 81 | 92 | 81 | 56 | 31 | 16 | 15 | 46 | 64 | 92 | 89 | 85 | 83 | 94 | 100 | 94 | 74 | 49 | 40 | 21 | 32 | 53 | 69 | 81 | 83 | 96 | 79 | 61 | 39 | 29 | 17 | 28 | 45 | 84 | 114 | 146 | 157 | 169 | 143 | 100 | 61 | 32 | 22 | -2.6 | -2.8 | 0.1 | 2.7 | 7.2 | 10 | 12.4 | 12.3 | 10.4 | 7 | 1.5 | -0.6 | -13.07 | -13.3743 | -9.0113 | -5.1878 | 1.2406 | 5.1242 | 8.3848 | 8.2502 | 5.672 | 0.95982 | -6.9423 | -10.0548 | -6.1 | 15 | 20 | 30 | 20 | 25 | -3 | 5 | 5 | 5 | 5 | 5 | 25 | 100 | 190 | 190 | 180 | 330 | [11 empty] | 1.27 | 1.27 | 1.78 | 1.14 | 1.38 | Ende
| 11744.8579 | 11862.4331 | CL0001a-Santiago de Chile | - | - | 10 | CL0001a |  | x | x | 0001a | CL |  | Santiago de Chile | Location is on the Southern Hemisphere. The original data has been adapted for use in the PHPP (see PHPP manual!) |  | -33.383 | -70.783 | 474 | 15.7 | 8.4 | 10 | 11.7 | 14.6 | 17.4 | 19.7 | 21 | 20.3 | 18.5 | 14.5 | 10.9 | 9 | 23 | 29 | 38 | 51 | 64 | 78 | 72 | 50 | 44 | 33 | 26 | 20 | 43 | 51 | 74 | 104 | 123 | 135 | 137 | 106 | 102 | 62 | 44 | 34 | 86 | 94 | 93 | 89 | 69 | 61 | 66 | 80 | 110 | 102 | 82 | 71 | 40 | 58 | 70 | 94 | 119 | 127 | 125 | 106 | 98 | 68 | 43 | 35 | 68 | 91 | 124 | 178 | 219 | 246 | 243 | 194 | 169 | 109 | 74 | 56 | 4.5 | 5.8 | 6.4 | 7.8 | 7.9 | 8.7 | 9.2 | 9.7 | 9.6 | 7.7 | 6.2 | 5.4 | -2.3 | -0.9 | 0.1 | 1.9 | 1.4 | 3.5 | 4.1 | 5.2 | 3.6 | 2.1 | 0.6 | -0.8 | 4.7 | 32 | 63 | 117 | 54 | 92 | 10.4 | 15 | 14 | 13 | 14 | 27 | 30 | 93 | 195 | 96 | 181 | 349 | [11 empty] | 1.14 | 1.18 | 1.71 | 0.66 | 0.59 | Ende
| 6176.6894 | 6058.4692 | CN0003a-Urumqi | - | - | 11 | CN0003a |  | x | x | 0003a | CN |  | Urumqi | Quelle: Meteonorm V6 | 2010 PHI. Vergleich mit Daten von EOSWEB & China Meteorological Administration. | 43.8 | 87.58 | 914 | 8.7 | -12.4 | -8.7 | 0.2 | 10.9 | 18 | 22.7 | 24 | 22.9 | 17.6 | 8.9 | -1.5 | -9.7 | 20.7 | 28.8 | 38.7 | 40 | 58 | 63 | 63 | 47 | 35 | 24.3 | 20.7 | 18 | 42.3 | 48.6 | 72 | 94 | 114 | 113 | 121 | 106 | 92 | 59.4 | 39.6 | 31.5 | 94.5 | 91.8 | 103.5 | 106 | 94 | 84 | 88 | 109 | 121 | 114.3 | 85.5 | 71.1 | 36.9 | 51.3 | 74.7 | 91 | 113 | 110 | 109 | 109 | 90 | 62.1 | 37.8 | 29.7 | 45.9 | 62.1 | 99 | 151 | 188 | 190 | 193 | 178 | 138 | 90 | 50.4 | 36 | -15.6 | -12.4 | -5.5 | -2.1 | 2.7 | 7 | 9.9 | 8.4 | 2.9 | -1.1 | -6.2 | -13.2 | -29.2 | -24.2 | -14.8 | -8.6 | -2.4 | 3.2 | 6.2 | 4.7 | -2.4 | -8.2 | -15.4 | -25.8 | -22.1 | 13.2 | 36.3 | 115.5 | 36.3 | 52.8 | -11 | 13.2 | 33 | 85.8 | 33 | 52.8 | 31.9 | 60 | 145 | 152 | 137 | 244 | [11 empty] | 1.27 | 1.33 | 2.03 | 0.89 | 0.78 | Ende
| 8075.6208 | 7961.3295 | CN0002a-Beijing | - | - | - | CN0002a |  | x | x | 0002a | CN |  | Beijing | Quelle: Meteonorm V6 | 2011 PHI. Vergleich mit EOSWEB, SWERA, IWEC. | 39.933 | 116.283 | 55 | 9.1 | -4.2 | -0.2 | 4.8 | 14.5 | 20.4 | 25.062 | 26.262 | 24.862 | 20.262 | 12.2 | 4.8 | -1.1 | 17 | 20 | 30 | 38 | 48 | 50 | 47 | 41 | 32 | 26 | 18 | 15 | 51 | 56 | 79 | 88 | 100 | 95 | 82 | 80 | 76 | 64 | 45 | 43 | 138 | 123 | 126 | 103 | 92 | 79 | 75 | 84 | 104 | 118 | 114 | 120 | 49 | 55 | 80 | 85 | 98 | 89 | 83 | 80 | 77 | 64 | 48 | 41 | 74 | 91 | 132 | 154 | 184 | 174 | 155 | 146 | 132 | 105 | 73 | 64 | -15.3 | -13 | -7.1 | 1.7 | 9.4 | 16.1 | 21.1 | 20.6 | 14.2 | 3.9 | -5 | -12.1 | -27.1 | -21.8 | -14.6 | -3.3 | 5 | 12.3 | 17.9 | 16.5 | 9.5 | -1.6 | -12.7 | -21.9 | -8.2 | 22 | 70 | 188 | 68 | 97 | -0.9 | 21 | 51 | 121 | 46 | 72 | 29.2 | 59 | 98 | 95 | 96 | 189 | [11 empty] | 1.28 | 1.26 | 1.9 | 1.55 | 2 | Ende
| 9122.4922 | 9007.5398 | CN0001a-Shanghai | - | - | - | CN0001a |  | x | x | 0001a | CN |  | Shanghai | Quelle: Meteonorm V6 | 2011 PHI | 31.4 | 121.4 | 5 | 6.3 | 4.8 | 6.7 | 10.5 | 16.2 | 21 | 24.8 | 28.7 | 28.3 | 24.9 | 19.5 | 13.7 | 7.4 | 19 | 23 | 32 | 34 | 40 | 43 | 48 | 41 | 32 | 30 | 22 | 20 | 41 | 38 | 54 | 61 | 74 | 69 | 87 | 82 | 59 | 55 | 43 | 40 | 89 | 62 | 68 | 61 | 59 | 53 | 64 | 73 | 68 | 84 | 85 | 92 | 47 | 42 | 51 | 62 | 64 | 62 | 76 | 82 | 59 | 58 | 47 | 43 | 70 | 72 | 99 | 115 | 134 | 126 | 158 | 154 | 108 | 99 | 78 | 71 | 0 | 1.3 | 4.9 | 10.4 | 15.5 | 20.3 | 24.2 | 24.1 | 19.8 | 14 | 8.3 | 2.1 | -7.7 | -4.8 | -0.3 | 6.1 | 12 | 16.8 | 20.8 | 20.8 | 16.4 | 9.7 | 3.4 | -4.5 | -1.1 | 20 | 40 | 90 | 45 | 65 | 1.4 | 15 | 15 | 20 | 15 | 25 | 33 | 90 | 160 | 150 | 170 | 330 | [11 empty] | 1.29 | 1.26 | 1.75 | 1.75 | 1.8 | Ende
| 1209.3412 | 1118.8917 | CZ0002a-Brno | - | - | 12 | CZ0002a |  | x | x | 0002a | CZ |  | Brno |  |  | 49.22 | 16.7 | 289 | 9.8 | -1.9 | 0.3 | 4 | 9.7 | 15.1 | 17.8 | 19 | 19.6 | 14.3 | 9.4 | 4.1 | -1.3 | 8 | 13 | 23 | 33 | 47 | 50 | 48 | 38 | 28 | 18 | 8 | 7 | 18 | 29 | 53 | 71 | 103 | 106 | 100 | 95 | 58 | 36 | 18 | 13 | 52 | 69 | 87 | 92 | 100 | 88 | 94 | 101 | 81 | 72 | 47 | 34 | 20 | 35 | 54 | 72 | 95 | 88 | 95 | 85 | 61 | 42 | 19 | 13 | 25 | 46 | 82 | 121 | 166 | 166 | 168 | 147 | 94 | 59 | 26 | 19 | -3.7 | -2.6 | -0.4 | 3.3 | 9.2 | 11.9 | 13.3 | 12.9 | 9.6 | 6.5 | 2.1 | -3 | -12.7 | -11.3 | -8 | -3.1 | 3.2 | 6.2 | 8.3 | 7.8 | 4 | 0.3 | -4.7 | -11 | [29 empty] | 1.31 | 1.31 | 1.86 | 1.17 | 1.41 | Ende
| 1076.5133 | 993.5378 | CZ0003a-České Budějovice | - | - | - | CZ0003a |  | x | x | 0003a | CZ |  | České Budějovice |  |  | 48.9 | 14.5 | 381 | 9.4 | -2.3 | -0.3 | 3.2 | 8.2 | 13.9 | 16.5 | 17.5 | 18 | 12.9 | 8.5 | 3.1 | -1.3 | 8 | 13 | 21 | 32 | 45 | 47 | 49 | 36 | 26 | 16 | 9 | 7 | 19 | 30 | 54 | 72 | 98 | 90 | 101 | 86 | 62 | 38 | 18 | 12 | 55 | 69 | 87 | 87 | 92 | 81 | 90 | 99 | 87 | 83 | 46 | 36 | 21 | 33 | 51 | 67 | 97 | 85 | 93 | 85 | 58 | 50 | 21 | 15 | 27 | 47 | 81 | 117 | 159 | 154 | 164 | 143 | 94 | 61 | 28 | 20 | -4.2 | -3.2 | -0.4 | 3 | 8.3 | 11 | 12.4 | 12.6 | 9.3 | 5.9 | 1.2 | -3 | -13.2 | -11.9 | -8.3 | -3.7 | 2.1 | 5.7 | 7 | 7.4 | 3.2 | -0.8 | -6.3 | -11.2 | [29 empty] | 1.29 | 1.29 | 1.84 | 1.14 | 1.31 | Ende
| 1114.2464 | 1018.7596 | CZ0004a-Hradec Králové | - | - | - | CZ0004a |  | x | x | 0004a | CZ |  | Hradec Králové |  |  | 50.183 | 15.833 | 285 | 10.4 | -1 | 1 | 4 | 9 | 14.6 | 17 | 18.2 | 18.8 | 13.8 | 9.4 | 4 | -0.5 | 7 | 13 | 23 | 32 | 47 | 52 | 47 | 38 | 25 | 18 | 9 | 6 | 16 | 26 | 49 | 77 | 106 | 109 | 97 | 88 | 64 | 34 | 15 | 10 | 49 | 57 | 83 | 95 | 97 | 88 | 93 | 100 | 94 | 74 | 36 | 30 | 20 | 28 | 51 | 67 | 93 | 91 | 96 | 86 | 63 | 47 | 18 | 12 | 23 | 40 | 79 | 118 | 161 | 166 | 162 | 143 | 96 | 57 | 24 | 17 | -3.2 | -2 | 0 | 3.2 | 8.6 | 11.5 | 13.3 | 13 | 9.8 | 6.4 | 2.1 | -2.5 | -11.9 | -10.3 | -7.5 | -3.4 | 2.5 | 5.2 | 8 | 7.7 | 3.7 | -0.1 | -4.8 | -10 | [29 empty] | 1.32 | 1.32 | 1.85 | 1.16 | 1.31 | Ende
| 1127.8224 | 1039.7281 | CZ0005a-Jihlava | - | - | - | CZ0005a |  | x | x | 0005a | CZ |  | Jihlava |  |  | 49.24 | 15.5 | 525 | 9.4 | -2.8 | -0.9 | 2.5 | 7.6 | 13.2 | 15.8 | 17 | 17.8 | 12.5 | 7.9 | 2.6 | -2.2 | 8 | 14 | 21 | 32 | 44 | 50 | 50 | 39 | 26 | 16 | 9 | 6 | 16 | 30 | 47 | 74 | 100 | 97 | 99 | 91 | 59 | 38 | 16 | 15 | 46 | 65 | 84 | 90 | 99 | 84 | 92 | 98 | 82 | 76 | 42 | 39 | 21 | 31 | 55 | 72 | 101 | 96 | 96 | 91 | 58 | 40 | 22 | 13 | 25 | 46 | 81 | 120 | 164 | 163 | 165 | 146 | 93 | 59 | 26 | 19 | -4.6 | -3.6 | -1.3 | 2.3 | 7.5 | 10.2 | 11.8 | 11.7 | 8.7 | 5.5 | 1 | -3.7 | -14 | -12.5 | -9.1 | -4.9 | 0.9 | 4.2 | 6.5 | 6 | 2.6 | -0.8 | -6.4 | -12.1 | [29 empty] | 1.31 | 1.31 | 1.85 | 1.16 | 1.36 | Ende
| 914.9675 | 824.8737 | CZ0006a-Karlovy Vary | - | - | - | CZ0006a |  | x | x | 0006a | CZ |  | Karlovy Vary |  |  | 50.2 | 12.9 | 604 | 9.2 | -2.5 | -0.9 | 2.2 | 6.8 | 12.2 | 14.9 | 15.9 | 16.8 | 12 | 7.3 | 2.2 | -2 | 7 | 13 | 23 | 33 | 43 | 48 | 43 | 35 | 26 | 17 | 9 | 6 | 16 | 24 | 47 | 68 | 91 | 91 | 90 | 81 | 54 | 35 | 16 | 12 | 50 | 56 | 75 | 81 | 86 | 76 | 81 | 93 | 79 | 72 | 41 | 34 | 19 | 30 | 47 | 70 | 85 | 74 | 81 | 85 | 62 | 41 | 19 | 12 | 24 | 39 | 74 | 109 | 145 | 141 | 143 | 133 | 86 | 57 | 25 | 17 | -4.2 | -3.4 | -1.1 | 1.3 | 6.7 | 9.3 | 11 | 11.4 | 8.3 | 5.1 | 0.9 | -3.2 | -12.9 | -12.3 | -9.1 | -6 | 0.6 | 3.9 | 5.6 | 6.1 | 1.9 | -1.5 | -6.7 | -11.2 | [29 empty] | 1.31 | 1.32 | 1.84 | 1.14 | 1.18 | Ende
| 1044.1432 | 945.4257 | CZ0007a-Liberec | - | - | - | CZ0007a |  | x | x | 0007a | CZ |  | Liberec |  |  | 50.8 | 15.08 | 401 | 9.8 | -1.8 | -0.3 | 2.6 | 7.7 | 13 | 15.5 | 16.7 | 17.3 | 12.7 | 8.6 | 3.4 | -1.1 | 7 | 12 | 21 | 31 | 42 | 53 | 46 | 36 | 25 | 16 | 8 | 6 | 14 | 23 | 49 | 72 | 94 | 91 | 95 | 89 | 56 | 33 | 15 | 10 | 50 | 53 | 85 | 87 | 91 | 82 | 85 | 100 | 81 | 67 | 37 | 26 | 21 | 29 | 51 | 70 | 84 | 95 | 90 | 81 | 53 | 39 | 17 | 9 | 23 | 37 | 75 | 112 | 151 | 152 | 152 | 137 | 88 | 54 | 23 | 15 | -3.7 | -3 | -0.8 | 2.4 | 7.8 | 10.5 | 12.5 | 12.4 | 9.3 | 6.1 | 1.6 | -2.8 | -12.5 | -11.7 | -8.7 | -4.6 | 1.8 | 4.1 | 7.1 | 6.8 | 3.6 | -0.2 | -5.3 | -10.2 | [29 empty] | 1.32 | 1.32 | 1.85 | 1.15 | 1.27 | Ende
| 1230.2068 | 1136.115 | CZ0008a-Olomouc | - | - | - | CZ0008a |  | x | x | 0008a | CZ |  | Olomouc |  |  | 49.63 | 17.25 | 242 | 10.7 | -1.8 | 0.2 | 3.7 | 9.2 | 14.7 | 17.2 | 18.5 | 18.9 | 13.7 | 9.3 | 4.2 | -1.2 | 8 | 13 | 23 | 31 | 44 | 50 | 47 | 37 | 26 | 16 | 9 | 6 | 18 | 28 | 45 | 69 | 95 | 92 | 98 | 89 | 54 | 36 | 16 | 12 | 52 | 59 | 79 | 89 | 91 | 82 | 87 | 94 | 76 | 78 | 40 | 33 | 20 | 29 | 49 | 64 | 89 | 88 | 87 | 82 | 55 | 41 | 20 | 12 | 25 | 42 | 76 | 112 | 154 | 153 | 157 | 139 | 87 | 58 | 25 | 17 | -4 | -2.7 | -0.6 | 3.2 | 9 | 12 | 13.6 | 13.4 | 9.6 | 6.4 | 2.1 | -3.1 | -13.1 | -11.1 | -8 | -3.2 | 3.1 | 6.6 | 8.7 | 8.2 | 4.2 | 0.2 | -4.8 | -10.8 | [29 empty] | 1.31 | 1.31 | 1.86 | 1.17 | 1.38 | Ende
| 1290.8231 | 1194.0414 | CZ0009a-Ostrava | - | - | - | CZ0009a |  | x | x | 0009a | CZ |  | Ostrava |  |  | 49.83 | 18.25 | 243 | 10.4 | -1.8 | 0 | 3.2 | 8.9 | 14.4 | 16.9 | 18.4 | 18.5 | 13.6 | 9.4 | 4.3 | -1 | 8 | 14 | 22 | 30 | 46 | 49 | 49 | 37 | 25 | 17 | 9 | 6 | 18 | 24 | 47 | 71 | 93 | 90 | 96 | 87 | 50 | 37 | 16 | 11 | 53 | 55 | 75 | 87 | 89 | 80 | 86 | 96 | 76 | 72 | 37 | 32 | 21 | 31 | 47 | 66 | 89 | 84 | 89 | 83 | 55 | 38 | 17 | 12 | 25 | 42 | 74 | 110 | 152 | 150 | 155 | 138 | 85 | 57 | 25 | 17 | -4 | -3 | -0.8 | 3.2 | 8.9 | 11.8 | 13.5 | 13.2 | 9.4 | 6.3 | 1.7 | -3.2 | -13.1 | -11.3 | -8.2 | -3.3 | 3 | 6.4 | 8.4 | 8 | 4.2 | 0.1 | -4.7 | -11.2 | [29 empty] | 1.31 | 1.31 | 1.85 | 1.16 | 1.36 | Ende
| 967.1234 | 879.8286 | CZ0010a-Plzeň | - | - | - | CZ0010a |  | x | x | 0010a | CZ |  | Plzeň |  |  | 49.75 | 13.42 | 468 | 9.6 | -2 | -0.2 | 3 | 7.7 | 13.2 | 16 | 17 | 17.8 | 12.8 | 8.2 | 2.7 | -1.3 | 8 | 12 | 20 | 33 | 43 | 48 | 46 | 38 | 23 | 16 | 8 | 6 | 14 | 23 | 46 | 69 | 91 | 92 | 88 | 84 | 54 | 35 | 15 | 10 | 35 | 59 | 78 | 85 | 89 | 76 | 82 | 96 | 84 | 72 | 43 | 30 | 16 | 30 | 50 | 67 | 87 | 81 | 89 | 85 | 58 | 41 | 21 | 13 | 22 | 39 | 72 | 112 | 149 | 146 | 148 | 137 | 87 | 56 | 25 | 16 | -4 | -3.2 | -0.9 | 2.1 | 7.3 | 10.1 | 11.6 | 11.6 | 8.6 | 5.5 | 1.1 | -3 | -12.3 | -11.8 | -8.6 | -4.7 | 1.4 | 4.8 | 6.5 | 6.6 | 2.7 | -0.9 | -6.5 | -10.9 | [29 empty] | 1.31 | 1.31 | 1.84 | 1.14 | 1.19 | Ende
| 1021.9207 | 929.4716 | CZ0001a-Praha | - | - | - | CZ0001a |  | x | x | 0001a | CZ |  | Praha |  |  | 50.1 | 14.43 | 250 |  | -1.1 | 0.9 | 4.4 | 8.4 | 13.8 | 16.6 | 17.6 | 17.6 | 14 | 9.3 | 3.7 | 0.6 | 12 | 18 | 28 | 37 | 51 | 52 | 52 | 42 | 26 | 19 | 9 | 8 | 17 | 31 | 49 | 71 | 86 | 85 | 85 | 82 | 56 | 40 | 17 | 12 | 40 | 54 | 74 | 87 | 88 | 75 | 79 | 95 | 87 | 74 | 49 | 26 | 18 | 26 | 51 | 70 | 91 | 87 | 86 | 85 | 58 | 39 | 19 | 11 | 21 | 37 | 72 | 114 | 149 | 146 | 145 | 136 | 87 | 57 | 25 | 15 | [12 empty] | -10.1 | -8.1 | -4.6 | -0.6 | 4.8 | 7.6 | 8.6 | 8.6 | 5 | 0.3 | -5.3 | -8.4 | [29 empty] | 1.31 | 1.31 | 1.84 | 1.14 | 1.25 | Ende
| 1182.5609 | 1095.763 | CZ0012a-Znojmo | - | - | - | CZ0012a |  | x | x | 0012a | CZ |  | Znojmo |  |  | 48.88 | 16.08 | 339 | 10.01 | -2 | 0.3 | 3.8 | 9.2 | 14.7 | 17.5 | 18.9 | 19.5 | 14.1 | 9.3 | 3.9 | -1.3 | 9 | 15 | 23 | 33 | 45 | 49 | 47 | 39 | 24 | 18 | 9 | 7 | 16 | 30 | 53 | 75 | 102 | 103 | 107 | 88 | 58 | 36 | 16 | 15 | 45 | 68 | 90 | 95 | 99 | 86 | 93 | 103 | 86 | 77 | 40 | 41 | 20 | 34 | 54 | 75 | 100 | 96 | 88 | 89 | 63 | 43 | 20 | 14 | 25 | 48 | 83 | 122 | 167 | 167 | 169 | 148 | 94 | 59 | 27 | 20 | -4.4 | -3.3 | -0.9 | 2.6 | 8.2 | 11.1 | 12.4 | 12.4 | 9.2 | 6.2 | 1.7 | -3.6 | -13.4 | -12.2 | -8.5 | -4 | 2.2 | 5.5 | 7.8 | 7.4 | 3.5 | 0 | -5.2 | -11.7 | [29 empty] | 1.3 | 1.3 | 1.84 | 1.16 | 1.37 | Ende
| 729.3272 | 650.3637 | DE------Referenzklima (DIN 4108-6:2003) | - | - | 13 | Referenzklima (DIN 4108-6:2003) |  | x | x |  | DE |  | Referenzklima (DIN 4108-6:2003) | Referenzklima Deutschland aus DIN 4108-6. | Im PHPP aufführen oder nicht (weil veraltet)? | 50 | 10 |  | 9 | -1.3 | 0.6 | 4.1 | 9.5 | 12.9 | 15.7 | 18 | 18.3 | 14.4 | 9.1 | 4.7 | 1.3 | 10.416 | 15.456 | 25.296 | 46.08 | 60.264 | 71.28 | 74.4 | 52.08 | 34.56 | 24.552 | 12.96 | 7.44 | 18.6 | 24.864 | 39.432 | 90 | 97.464 | 108 | 116.064 | 85.56 | 64.8 | 37.944 | 20.16 | 11.16 | 41.664 | 40.992 | 59.52 | 98.64 | 88.536 | 93.6 | 100.44 | 83.328 | 82.8 | 60.264 | 38.88 | 24.552 | 18.6 | 24.864 | 39.432 | 90 | 97.464 | 108 | 116.064 | 85.56 | 64.8 | 37.944 | 20.16 | 11.16 | 24.552 | 34.944 | 61.008 | 136.8 | 156.984 | 184.32 | 189.72 | 133.176 | 97.2 | 55.8 | 28.08 | 16.368 | [24 empty] | -10.5626 | 10 | 30 | 90 | 35 | 40 | -1.2491 | 5 | 5 | 10 | 5 | 10 | 24 | 100 | 180 | 200 | 180 | 330 | [11 empty] | 1.31 | 1.31 | 1.83 | 1.13 | 1.28 | Ende
| 499.2551 | 381.9678 | DE0001a-Norderney | - | - | - | DE0001a |  | x | x | 0001a | DE |  | Norderney | Quelle: DIN 4108-6:2003. Klimaregion 1 | Niedersachsen | 53.71 | 7.15 | 11 | 9.6 | 1.6 | 1.8 | 4 | 6.9 | 11.2 | 14.4 | 16.3 | 16.8 | 14.5 | 10.8 | 6.3 | 3.2 | 8.928 | 15.456 | 29.016 | 46.8 | 65.472 | 64.8 | 65.472 | 51.336 | 33.12 | 20.088 | 10.8 | 5.952 | 14.88 | 27.552 | 46.872 | 77.04 | 100.44 | 89.28 | 92.256 | 81.84 | 54.72 | 34.224 | 16.56 | 8.184 | 32.736 | 57.792 | 75.888 | 96.48 | 101.184 | 85.68 | 91.512 | 93.744 | 79.2 | 63.984 | 40.32 | 20.088 | 13.392 | 27.552 | 49.848 | 82.8 | 105.648 | 96.48 | 96.72 | 83.328 | 56.16 | 33.48 | 17.28 | 8.184 | 17.856 | 36.96 | 71.424 | 123.12 | 163.68 | 153.36 | 156.984 | 132.432 | 84.24 | 49.104 | 23.76 | 11.904 | 0.1 | -0.4 | 2.2 | 3.8 | 8 | 11.3 | 13.4 | 13.9 | 11.2 | 7.9 | 4 | 1.8 | -6.4934 | -7.2278 | -3.4417 | -1.1517 | 4.7196 | 9.1957 | 11.9837 | 12.6407 | 9.0617 | 4.5821 | -0.86757 | -4.0189 | -5.1727 | 10 | 25 | 65 | 25 | 30 | 0.4489 | 5 | 5 | 5 | 5 | 5 | 21 | 120 | 200 | 220 | 210 | 310 | [11 empty] | 1.3 | 1.3 | 1.74 | 1 | 1.1 | Ende
| 644.7647 | 526.642 | DE0002a-Husum | - | - | - | DE0002a |  | x | x | 0002a | DE |  | Husum | Quelle: DIN 4108-6:2003. Klimaregion 1 | Schleswig-Holstein | 54.48 | 9.06 | 3 | 8.7 | 0.2 | 0.6 | 2.8 | 6.2 | 11 | 14.5 | 15.8 | 15.7 | 12.9 | 9.3 | 4.9 | 1.7 | 8.928 | 15.456 | 29.016 | 46.8 | 65.472 | 64.8 | 65.472 | 51.336 | 33.12 | 20.088 | 10.8 | 5.952 | 14.88 | 27.552 | 46.872 | 77.04 | 100.44 | 89.28 | 92.256 | 81.84 | 54.72 | 34.224 | 16.56 | 8.184 | 32.736 | 57.792 | 75.888 | 96.48 | 101.184 | 85.68 | 91.512 | 93.744 | 79.2 | 63.984 | 40.32 | 20.088 | 13.392 | 27.552 | 49.848 | 82.8 | 105.648 | 96.48 | 96.72 | 83.328 | 56.16 | 33.48 | 17.28 | 8.184 | 17.856 | 36.96 | 71.424 | 123.12 | 163.68 | 153.36 | 156.984 | 132.432 | 84.24 | 49.104 | 23.76 | 11.904 | -0.2 | 0.1 | 1 | 3.4 | 6.9 | 9.8 | 12.2 | 12.3 | 10.4 | 7.1 | 3.1 | 0.8 | -6.9337 | -6.4934 | -5.179 | -1.7214 | 3.2011 | 7.1757 | 10.3962 | 10.5291 | 7.9866 | 3.4781 | -2.1499 | -5.4702 | -5.1727 | 10 | 25 | 65 | 25 | 30 | 0.4489 | 5 | 5 | 5 | 5 | 5 | 21 | 120 | 200 | 220 | 210 | 310 | [11 empty] | 1.3 | 1.31 | 1.75 | 1 | 1.06 | Ende
| 679.6733 | 564.2174 | DE0003a-Hamburg | - | - | - | DE0003a |  | x | x | 0003a | DE |  | Hamburg | Quelle: DIN 4108-6:2003. Klimaregion 2 | Hamburg | 53.64 | 9.99 | 11 | 10.8 | 0.5 | 1.1 | 3.7 | 7.3 | 12.2 | 15.5 | 16.8 | 16.6 | 13.5 | 9.7 | 5.1 | 1.9 | 8.184 | 14.112 | 26.04 | 43.2 | 62.496 | 60.48 | 63.24 | 49.104 | 31.68 | 18.6 | 9.36 | 5.208 | 12.648 | 24.864 | 41.664 | 73.44 | 98.208 | 84.24 | 92.256 | 80.352 | 53.28 | 32.736 | 16.56 | 7.44 | 29.76 | 51.072 | 63.24 | 82.8 | 91.512 | 75.6 | 84.072 | 87.048 | 71.28 | 60.264 | 38.16 | 20.088 | 12.648 | 25.536 | 41.664 | 71.28 | 95.232 | 84.96 | 90.768 | 78.864 | 50.4 | 31.992 | 15.84 | 8.184 | 16.368 | 33.6 | 61.752 | 108 | 150.288 | 136.8 | 145.824 | 124.248 | 77.76 | 46.128 | 21.6 | 11.16 | -1 | -0.9 | 1 | 3.1 | 7 | 10 | 12.3 | 12.5 | 10.3 | 6.7 | 2.6 | 0.2 | -8.1131 | -7.9653 | -5.179 | -2.1499 | 3.3397 | 7.4464 | 10.5291 | 10.7945 | 7.8517 | 2.9235 | -2.8664 | -6.3468 | -7.7954 | 10 | 25 | 65 | 20 | 30 | -1.1097 | 5 | 10 | 15 | 10 | 10 | 21 | 110 | 200 | 200 | 190 | 290 | [11 empty] | 1.3 | 1.31 | 1.76 | 1.02 | 1.09 | Ende
| 648.6509 | 541.2183 | DE0004a-Hannover | - | - | - | DE0004a |  | x | x | 0004a | DE |  | Hannover | Quelle: DIN 4108-6:2003. Klimaregion 2 | Niedersachsen | 52.47 | 9.68 | 59 | 10.7 | 0.6 | 1.1 | 4 | 7.8 | 12.6 | 15.8 | 17.2 | 16.9 | 13.7 | 9.7 | 5 | 1.9 | 8.184 | 14.112 | 26.04 | 43.2 | 62.496 | 60.48 | 63.24 | 49.104 | 31.68 | 18.6 | 9.36 | 5.208 | 12.648 | 24.864 | 41.664 | 73.44 | 98.208 | 84.24 | 92.256 | 80.352 | 53.28 | 32.736 | 16.56 | 7.44 | 29.76 | 51.072 | 63.24 | 82.8 | 91.512 | 75.6 | 84.072 | 87.048 | 71.28 | 60.264 | 38.16 | 20.088 | 12.648 | 25.536 | 41.664 | 71.28 | 95.232 | 84.96 | 90.768 | 78.864 | 50.4 | 31.992 | 15.84 | 8.184 | 16.368 | 33.6 | 61.752 | 108 | 150.288 | 136.8 | 145.824 | 124.248 | 77.76 | 46.128 | 21.6 | 11.16 | -1.8 | -1.7 | 0.5 | 2.9 | 6.9 | 10.1 | 12.1 | 12.3 | 9.8 | 6.4 | 2.2 | -0.4 | -9.3005 | -9.1517 | -5.908 | -2.4361 | 3.2011 | 7.5816 | 10.2632 | 10.5291 | 7.1757 | 2.5064 | -3.4417 | -7.2278 | -7.7954 | 10 | 25 | 65 | 20 | 30 | -1.1097 | 5 | 10 | 15 | 10 | 10 | 21 | 110 | 200 | 200 | 190 | 290 | [11 empty] | 1.31 | 1.31 | 1.79 | 1.08 | 1.15 | Ende
| 703.5112 | 585.8554 | DE0005a-Kiel | - | - | - | DE0005a |  | x | x | 0005a | DE |  | Kiel | Quelle: DIN 4108-6:2003. Klimaregion 2 | Schleswig-Holstein | 54.34 | 10.09 | 4 | 7.8 | 0.7 | 1 | 3.4 | 6.7 | 11.5 | 15.1 | 16.3 | 16.3 | 13.3 | 9.7 | 5.3 | 2.1 | 8.184 | 14.112 | 26.04 | 43.2 | 62.496 | 60.48 | 63.24 | 49.104 | 31.68 | 18.6 | 9.36 | 5.208 | 12.648 | 24.864 | 41.664 | 73.44 | 98.208 | 84.24 | 92.256 | 80.352 | 53.28 | 32.736 | 16.56 | 7.44 | 29.76 | 51.072 | 63.24 | 82.8 | 91.512 | 75.6 | 84.072 | 87.048 | 71.28 | 60.264 | 38.16 | 20.088 | 12.648 | 25.536 | 41.664 | 71.28 | 95.232 | 84.96 | 90.768 | 78.864 | 50.4 | 31.992 | 15.84 | 8.184 | 16.368 | 33.6 | 61.752 | 108 | 150.288 | 136.8 | 145.824 | 124.248 | 77.76 | 46.128 | 21.6 | 11.16 | -1.1 | -1.1 | 0.3 | 2.9 | 6.9 | 10.3 | 12 | 12.3 | 10.1 | 7 | 2.9 | 0.2 | -8.2611 | -8.2611 | -6.2004 | -2.4361 | 3.2011 | 7.8517 | 10.1301 | 10.5291 | 7.5816 | 3.3397 | -2.4361 | -6.3468 | -7.8441 | 15 | 20 | 40 | 25 | 30 | 0.048193 | 5 | 5 | 5 | 5 | 5 | 21 | 110 | 200 | 200 | 200 | 320 | [11 empty] | 1.3 | 1.3 | 1.74 | 1.02 | 1.08 | Ende
| 922.7117 | 805.2907 | DE0006a-Arkona | - | - | - | DE0006a |  | x | x | 0006a | DE |  | Arkona | Quelle: DIN 4108-6:2003. Klimaregion 3 | Mecklenburg-Vorpommern | 54.68 | 13.44 | 42 | 9.7 | 0.2 | 0.2 | 2.1 | 5 | 9.7 | 14.1 | 16.2 | 16.5 | 13.6 | 9.9 | 5.3 | 2 | 6.696 | 13.44 | 27.528 | 43.2 | 59.52 | 63.36 | 63.24 | 46.872 | 30.96 | 18.6 | 8.64 | 5.208 | 8.928 | 22.848 | 47.616 | 74.88 | 101.928 | 92.88 | 97.464 | 82.584 | 55.44 | 32.736 | 15.12 | 7.44 | 21.576 | 45.696 | 72.912 | 95.04 | 106.392 | 90.72 | 98.952 | 100.44 | 85.68 | 64.728 | 37.44 | 20.832 | 9.672 | 22.848 | 49.104 | 79.2 | 107.136 | 104.4 | 109.368 | 87.048 | 58.32 | 33.48 | 15.12 | 7.44 | 13.392 | 30.912 | 67.704 | 117.36 | 167.4 | 162 | 168.888 | 134.664 | 84.96 | 46.872 | 20.16 | 10.416 | -1.5 | -1.6 | 0.7 | 3.1 | 7.3 | 10.7 | 12.8 | 13 | 10.5 | 6.9 | 3 | 0.3 | -8.8543 | -9.0029 | -5.616 | -2.1499 | 3.7548 | 8.3905 | 11.1918 | 11.4562 | 8.1213 | 3.2011 | -2.2929 | -6.2004 | -7.8441 | 15 | 20 | 40 | 25 | 30 | 0.048193 | 5 | 5 | 5 | 5 | 5 | 21 | 110 | 200 | 200 | 200 | 320 | [11 empty] | 1.3 | 1.3 | 1.73 | 1.07 | 1.08 | Ende
| 825.3207 | 708.6721 | DE0007a-Warnemünde | - | - | - | DE0007a |  | x | x | 0007a | DE |  | Warnemünde | Quelle: DIN 4108-6:2003. Klimaregion 3 | Mecklenburg-Vorpommern | 54.18 | 12.08 | 4 | 9.7 | 0.2 | 0.7 | 3.1 | 6.3 | 11.3 | 15 | 16.8 | 16.7 | 13.9 | 9.9 | 5.3 | 1.9 | 6.696 | 13.44 | 27.528 | 43.2 | 59.52 | 63.36 | 63.24 | 46.872 | 30.96 | 18.6 | 8.64 | 5.208 | 8.928 | 22.848 | 47.616 | 74.88 | 101.928 | 92.88 | 97.464 | 82.584 | 55.44 | 32.736 | 15.12 | 7.44 | 21.576 | 45.696 | 72.912 | 95.04 | 106.392 | 90.72 | 98.952 | 100.44 | 85.68 | 64.728 | 37.44 | 20.832 | 9.672 | 22.848 | 49.104 | 79.2 | 107.136 | 104.4 | 109.368 | 87.048 | 58.32 | 33.48 | 15.12 | 7.44 | 13.392 | 30.912 | 67.704 | 117.36 | 167.4 | 162 | 168.888 | 134.664 | 84.96 | 46.872 | 20.16 | 10.416 | -1.5 | -1.6 | 0.7 | 3.1 | 7.3 | 10.7 | 12.8 | 13 | 10.5 | 6.9 | 3 | 0.3 | -8.8543 | -9.0029 | -5.616 | -2.1499 | 3.7548 | 8.3905 | 11.1918 | 11.4562 | 8.1213 | 3.2011 | -2.2929 | -6.2004 | -7.8441 | 15 | 20 | 40 | 25 | 30 | 0.048193 | 5 | 5 | 5 | 5 | 5 | 21 | 110 | 200 | 200 | 200 | 320 | [11 empty] | 1.31 | 1.31 | 1.76 | 1.07 | 1.02 | Ende
| 878.2849 | 770.3513 | DE0008a-Potsdam | - | - | - | DE0008a |  | x | x | 0008a | DE |  | Potsdam | Quelle: DIN 4108-6:2003. Klimaregion 4 | Brandenburg | 52.38 | 13.06 | 81 | 12.1 | -0.9 | 0.2 | 3.7 | 8 | 13.2 | 16.6 | 17.9 | 17.5 | 13.9 | 9.4 | 4.2 | 0.7 | 8.928 | 14.784 | 27.528 | 41.76 | 56.544 | 60.48 | 63.984 | 51.336 | 33.84 | 20.832 | 10.08 | 5.952 | 13.392 | 26.208 | 46.872 | 70.56 | 95.976 | 87.84 | 98.208 | 83.328 | 55.44 | 36.456 | 16.56 | 8.928 | 30.504 | 53.76 | 70.68 | 82.8 | 90.768 | 77.76 | 89.28 | 94.488 | 79.2 | 66.96 | 38.16 | 22.32 | 13.392 | 26.88 | 46.128 | 69.84 | 89.28 | 86.4 | 95.976 | 84.816 | 56.16 | 35.712 | 16.56 | 8.928 | 19.344 | 36.288 | 69.192 | 108.72 | 151.032 | 143.28 | 158.472 | 135.408 | 86.4 | 52.824 | 23.76 | 13.392 | -3.5 | -2.8 | -0.3 | 2.6 | 6.6 | 10.4 | 11.7 | 11.7 | 9.3 | 5.9 | 1.4 | -1.6 | -11.8502 | -10.796 | -7.0807 | -2.8664 | 2.7846 | 7.9866 | 9.7303 | 9.7303 | 6.4969 | 1.8089 | -4.598 | -9.0029 | -9.2401 | 15 | 25 | 60 | 25 | 30 | -1.8259 | 5 | 5 | 10 | 5 | 10 | 24 | 100 | 190 | 200 | 190 | 310 | [11 empty] | 1.32 | 1.32 | 1.83 | 1.14 | 1.22 | Ende
| 770.9892 | 656.0222 | DE0009a-Schwerin | - | - | - | DE0009a |  | x | x | 0009a | DE |  | Schwerin | Quelle: DIN 4108-6:2003. Klimaregion 4 | Mecklenburg-Vorpommern | 53.64 | 11.39 | 59 | 9.8 | -0.4 | 0.3 | 3.2 | 7.1 | 12.2 | 15.5 | 16.8 | 16.7 | 13.5 | 9.4 | 4.6 | 1.3 | 8.928 | 14.784 | 27.528 | 41.76 | 56.544 | 60.48 | 63.984 | 51.336 | 33.84 | 20.832 | 10.08 | 5.952 | 13.392 | 26.208 | 46.872 | 70.56 | 95.976 | 87.84 | 98.208 | 83.328 | 55.44 | 36.456 | 16.56 | 8.928 | 30.504 | 53.76 | 70.68 | 82.8 | 90.768 | 77.76 | 89.28 | 94.488 | 79.2 | 66.96 | 38.16 | 22.32 | 13.392 | 26.88 | 46.128 | 69.84 | 89.28 | 86.4 | 95.976 | 84.816 | 56.16 | 35.712 | 16.56 | 8.928 | 19.344 | 36.288 | 69.192 | 108.72 | 151.032 | 143.28 | 158.472 | 135.408 | 86.4 | 52.824 | 23.76 | 13.392 | -1.5 | -1.4 | 0.8 | 3.1 | 7.2 | 10.3 | 12.6 | 12.8 | 10.4 | 6.7 | 2.7 | 0.2 | -8.8543 | -8.7058 | -5.4702 | -2.1499 | 3.6165 | 7.8517 | 10.927 | 11.1918 | 7.9866 | 2.9235 | -2.7228 | -6.3468 | -9.2401 | 15 | 25 | 60 | 25 | 30 | -1.8259 | 5 | 5 | 10 | 5 | 10 | 24 | 100 | 190 | 200 | 190 | 310 | [11 empty] | 1.31 | 1.31 | 1.77 | 1.06 | 1.08 | Ende
| 849.1653 | 734.0215 | DE0010a-Teterow | - | - | - | DE0010a |  | x | x | 0010a | DE |  | Teterow | Quelle: DIN 4108-6:2003. Klimaregion 4 | Mecklenburg-Vorpommern | 53.76 | 12.56 | 38 | 9.8 | -0.8 | -0.1 | 2.8 | 6.7 | 11.9 | 15.3 | 16.7 | 16.6 | 13.3 | 9.1 | 4.2 | 0.9 | 8.928 | 14.784 | 27.528 | 41.76 | 56.544 | 60.48 | 63.984 | 51.336 | 33.84 | 20.832 | 10.08 | 5.952 | 13.392 | 26.208 | 46.872 | 70.56 | 95.976 | 87.84 | 98.208 | 83.328 | 55.44 | 36.456 | 16.56 | 8.928 | 30.504 | 53.76 | 70.68 | 82.8 | 90.768 | 77.76 | 89.28 | 94.488 | 79.2 | 66.96 | 38.16 | 22.32 | 13.392 | 26.88 | 46.128 | 69.84 | 89.28 | 86.4 | 95.976 | 84.816 | 56.16 | 35.712 | 16.56 | 8.928 | 19.344 | 36.288 | 69.192 | 108.72 | 151.032 | 143.28 | 158.472 | 135.408 | 86.4 | 52.824 | 23.76 | 13.392 | -1.5 | -1.4 | 0.8 | 3.1 | 7.2 | 10.3 | 12.6 | 12.8 | 10.4 | 6.7 | 2.7 | 0.2 | -8.8543 | -8.7058 | -5.4702 | -2.1499 | 3.6165 | 7.8517 | 10.927 | 11.1918 | 7.9866 | 2.9235 | -2.7228 | -6.3468 | -9.2401 | 15 | 25 | 60 | 25 | 30 | -1.8259 | 5 | 5 | 10 | 5 | 10 | 24 | 100 | 190 | 200 | 190 | 310 | [11 empty] | 1.31 | 1.31 | 1.78 | 1.11 | 1.1 | Ende
| 701.6379 | 595.52 | DE0011a-Braunschweig | - | - | - | DE0011a |  | x | x | 0011a | DE |  | Braunschweig | Quelle: DIN 4108-6:2003. Klimaregion 5 | Niedersachsen | 52.29 | 10.45 | 88 | 10.6 | 0.4 | 1 | 4 | 7.9 | 12.7 | 15.8 | 17.1 | 17 | 13.9 | 9.8 | 4.9 | 1.7 | 10.416 | 16.8 | 29.76 | 44.64 | 59.52 | 63.36 | 66.216 | 51.336 | 34.56 | 20.832 | 10.8 | 6.696 | 14.88 | 26.88 | 45.384 | 71.28 | 93 | 87.12 | 92.256 | 81.84 | 54 | 34.968 | 18 | 8.928 | 34.224 | 55.104 | 69.192 | 83.52 | 93 | 79.92 | 87.792 | 90.768 | 74.88 | 64.728 | 41.04 | 22.32 | 16.368 | 28.224 | 46.872 | 71.28 | 91.512 | 86.4 | 93.744 | 81.84 | 52.56 | 36.456 | 18 | 8.928 | 21.576 | 38.976 | 69.936 | 111.6 | 153.264 | 145.44 | 153.264 | 131.688 | 82.8 | 51.336 | 24.48 | 13.392 | -3.6 | -3.7 | -1.5 | 1.4 | 5.3 | 9 | 11 | 10.8 | 8.4 | 4.9 | 0.7 | -2.1 | -12.0014 | -12.1526 | -8.8543 | -4.598 | 0.96813 | 6.0884 | 8.7936 | 8.525 | 5.2684 | 0.40537 | -5.616 | -9.7478 | -7.7954 | 10 | 25 | 65 | 20 | 30 | -1.1097 | 5 | 10 | 15 | 10 | 10 | 21 | 110 | 200 | 200 | 190 | 290 | [11 empty] | 1.31 | 1.31 | 1.8 | 1.09 | 1.15 | Ende
| 949.6949 | 851.0487 | DE0012a-Dresden | - | - | - | DE0012a |  | x | x | 0012a | DE |  | Dresden | Quelle: DIN 4108-6:2003. Klimaregion 5 | Sachsen | 51.02 | 13.78 | 119 | 11.7 | -0.7 | 0.4 | 3.9 | 8.1 | 13.1 | 16.5 | 18 | 17.7 | 14.2 | 9.8 | 4.4 | 1 | 10.416 | 16.8 | 29.76 | 44.64 | 59.52 | 63.36 | 66.216 | 51.336 | 34.56 | 20.832 | 10.8 | 6.696 | 14.88 | 26.88 | 45.384 | 71.28 | 93 | 87.12 | 92.256 | 81.84 | 54 | 34.968 | 18 | 8.928 | 34.224 | 55.104 | 69.192 | 83.52 | 93 | 79.92 | 87.792 | 90.768 | 74.88 | 64.728 | 41.04 | 22.32 | 16.368 | 28.224 | 46.872 | 71.28 | 91.512 | 86.4 | 93.744 | 81.84 | 52.56 | 36.456 | 18 | 8.928 | 21.576 | 38.976 | 69.936 | 111.6 | 153.264 | 145.44 | 153.264 | 131.688 | 82.8 | 51.336 | 24.48 | 13.392 | -4.8 | -6.1 | -3.2 | 0.4 | 4.4 | 7.7 | 10.3 | 9.7 | 7.2 | 4.2 | 0.3 | -1.9 | -13.8248 | -15.8211 | -11.3976 | -6.0542 | -0.30067 | 4.3067 | 7.8517 | 7.0401 | 3.6165 | -0.58389 | -6.2004 | -9.4495 | -9.2401 | 15 | 25 | 60 | 25 | 30 | -1.8259 | 5 | 5 | 10 | 5 | 10 | 24 | 100 | 190 | 200 | 190 | 310 | [11 empty] | 1.32 | 1.32 | 1.84 | 1.14 | 1.22 | Ende
| 855.4738 | 751.243 | DE0013a-Wittenberg | - | - | - | DE0013a |  | x | x | 0013a | DE |  | Wittenberg | Quelle: DIN 4108-6:2003. Klimaregion 5 | Sachsen-Anhalt | 51.89 | 12.65 | 105 | 12.1 | -0.8 | 0.2 | 3.7 | 7.9 | 13.1 | 16.6 | 18 | 17.6 | 14 | 9.4 | 4.3 | 0.8 | 10.416 | 16.8 | 29.76 | 44.64 | 59.52 | 63.36 | 66.216 | 51.336 | 34.56 | 20.832 | 10.8 | 6.696 | 14.88 | 26.88 | 45.384 | 71.28 | 93 | 87.12 | 92.256 | 81.84 | 54 | 34.968 | 18 | 8.928 | 34.224 | 55.104 | 69.192 | 83.52 | 93 | 79.92 | 87.792 | 90.768 | 74.88 | 64.728 | 41.04 | 22.32 | 16.368 | 28.224 | 46.872 | 71.28 | 91.512 | 86.4 | 93.744 | 81.84 | 52.56 | 36.456 | 18 | 8.928 | 21.576 | 38.976 | 69.936 | 111.6 | 153.264 | 145.44 | 153.264 | 131.688 | 82.8 | 51.336 | 24.48 | 13.392 | -3.5 | -2.8 | -0.3 | 2.6 | 6.6 | 10.4 | 11.7 | 11.7 | 9.3 | 5.9 | 1.4 | -1.6 | -11.8502 | -10.796 | -7.0807 | -2.8664 | 2.7846 | 7.9866 | 9.7303 | 9.7303 | 6.4969 | 1.8089 | -4.598 | -9.0029 | -9.2401 | 15 | 25 | 60 | 25 | 30 | -1.8259 | 5 | 5 | 10 | 5 | 10 | 24 | 100 | 190 | 200 | 190 | 310 | [11 empty] | 1.32 | 1.32 | 1.84 | 1.14 | 1.21 | Ende
| 758.7498 | 665.1934 | DE0014a-Erfurt | - | - | - | DE0014a |  | x | x | 0014a | DE |  | Erfurt | Quelle: DIN 4108-6:2003. Klimaregion 6 | Thüringen | 50.98 | 10.96 | 316 | 10.6 | -1.2 | -0.1 | 3 | 7.1 | 11.9 | 15.1 | 16.8 | 16.6 | 13.4 | 8.9 | 3.5 | 0.2 | 11.16 | 16.8 | 29.76 | 42.48 | 55.8 | 61.92 | 63.24 | 51.336 | 35.28 | 22.32 | 11.52 | 7.44 | 16.368 | 28.896 | 49.848 | 73.44 | 92.256 | 87.12 | 93.744 | 80.352 | 54 | 36.456 | 17.28 | 10.416 | 37.2 | 53.76 | 71.424 | 79.2 | 85.56 | 76.32 | 84.072 | 85.56 | 71.28 | 63.24 | 36 | 23.808 | 16.368 | 26.88 | 45.384 | 62.64 | 82.584 | 82.08 | 86.304 | 72.168 | 48.96 | 32.736 | 16.56 | 9.672 | 23.064 | 38.976 | 72.168 | 106.56 | 144.336 | 140.4 | 149.544 | 124.992 | 82.08 | 52.824 | 24.48 | 14.88 | -3.6 | -3.1 | -0.6 | 2.5 | 6.7 | 10.3 | 12 | 11.9 | 9.3 | 5.4 | 0.9 | -1.9 | -12.0014 | -11.247 | -7.5224 | -3.01 | 2.9235 | 7.8517 | 10.1301 | 9.997 | 6.4969 | 1.1085 | -5.3246 | -9.4495 | -10.6818 | 15 | 20 | 40 | 20 | 25 | -2.4574 | 5 | 10 | 10 | 10 | 10 | 25 | 140 | 210 | 200 | 230 | 360 | [11 empty] | 1.31 | 1.31 | 1.83 | 1.13 | 1.24 | Ende
| 756.0965 | 655.3665 | DE0015a-Harzgerode | - | - | - | DE0015a |  | x | x | 0015a | DE |  | Harzgerode | Quelle: DIN 4108-6:2003. Klimaregion 6 | Sachsen-Anhalt | 51.65 | 11.14 | 404 | 12.2 | -1.6 | -1.1 | 1.8 | 5.8 | 10.8 | 14 | 15.4 | 15 | 11.8 | 7.8 | 2.9 | -0.4 | 11.16 | 16.8 | 29.76 | 42.48 | 55.8 | 61.92 | 63.24 | 51.336 | 35.28 | 22.32 | 11.52 | 7.44 | 16.368 | 28.896 | 49.848 | 73.44 | 92.256 | 87.12 | 93.744 | 80.352 | 54 | 36.456 | 17.28 | 10.416 | 37.2 | 53.76 | 71.424 | 79.2 | 85.56 | 76.32 | 84.072 | 85.56 | 71.28 | 63.24 | 36 | 23.808 | 16.368 | 26.88 | 45.384 | 62.64 | 82.584 | 82.08 | 86.304 | 72.168 | 48.96 | 32.736 | 16.56 | 9.672 | 23.064 | 38.976 | 72.168 | 106.56 | 144.336 | 140.4 | 149.544 | 124.992 | 82.08 | 52.824 | 24.48 | 14.88 | -4.7 | -5.8 | -3 | 0.5 | 4.5 | 7.8 | 10.4 | 9.8 | 7.3 | 4.3 | 0.4 | -1.9 | -13.6721 | -15.3585 | -11.0965 | -5.908 | -0.15923 | 4.4445 | 7.9866 | 7.1757 | 3.7548 | -0.44222 | -6.0542 | -9.4495 | -9.6084 | 15 | 20 | 55 | 25 | 30 | -3.7566 | 5 | 5 | 10 | 5 | 10 | 22 | 110 | 180 | 190 | 170 | 290 | [11 empty] | 1.31 | 1.32 | 1.82 | 1.12 | 1.19 | Ende
| 526.464 | 438.4322 | DE0016a-Lüdenscheid | - | - | - | DE0016a |  | x | x | 0016a | DE |  | Lüdenscheid | Quelle: DIN 4108-6:2003. Klimaregion 6 | Nordrhein-Westfalen | 51.25 | 7.64 | 387 | 12 | 0 | 0.8 | 3.3 | 6.7 | 11.3 | 14.1 | 15.8 | 15.6 | 12.8 | 9.1 | 4 | 1.2 | 11.16 | 16.8 | 29.76 | 42.48 | 55.8 | 61.92 | 63.24 | 51.336 | 35.28 | 22.32 | 11.52 | 7.44 | 16.368 | 28.896 | 49.848 | 73.44 | 92.256 | 87.12 | 93.744 | 80.352 | 54 | 36.456 | 17.28 | 10.416 | 37.2 | 53.76 | 71.424 | 79.2 | 85.56 | 76.32 | 84.072 | 85.56 | 71.28 | 63.24 | 36 | 23.808 | 16.368 | 26.88 | 45.384 | 62.64 | 82.584 | 82.08 | 86.304 | 72.168 | 48.96 | 32.736 | 16.56 | 9.672 | 23.064 | 38.976 | 72.168 | 106.56 | 144.336 | 140.4 | 149.544 | 124.992 | 82.08 | 52.824 | 24.48 | 14.88 | -2.5 | -2.2 | -0.2 | 2.5 | 6.2 | 9.7 | 11.2 | 11.3 | 9.2 | 5.8 | 1.3 | -1.1 | -10.346 | -9.8972 | -6.9337 | -3.01 | 2.2277 | 7.0401 | 9.0617 | 9.1957 | 6.3609 | 1.669 | -4.7431 | -8.2611 | -9.6084 | 15 | 20 | 55 | 25 | 30 | -3.7566 | 5 | 5 | 10 | 5 | 10 | 22 | 110 | 180 | 190 | 170 | 290 | [11 empty] | 1.31 | 1.31 | 1.79 | 1.08 | 1.13 | Ende
| 476.9798 | 388.5958 | DE0017a-Essen | - | - | - | DE0017a |  | x | x | 0017a | DE |  | Essen | Quelle: DIN 4108-6:2003. Klimaregion 7 | Nordrhein-Westfalen | 51.41 | 6.97 | 150 | 7.7 | 1.9 | 2.5 | 5.1 | 8.5 | 12.9 | 15.7 | 17.4 | 17.2 | 14.4 | 10.7 | 5.7 | 2.9 | 8.928 | 14.784 | 27.528 | 43.2 | 55.8 | 59.04 | 62.496 | 49.104 | 32.4 | 20.832 | 10.8 | 6.696 | 13.392 | 26.88 | 42.408 | 71.28 | 87.048 | 80.64 | 89.28 | 76.632 | 51.12 | 36.456 | 17.28 | 8.928 | 31.248 | 53.76 | 61.752 | 78.48 | 82.584 | 72 | 80.352 | 81.84 | 68.4 | 63.24 | 37.44 | 19.344 | 14.136 | 26.208 | 42.408 | 66.24 | 81.84 | 79.2 | 87.792 | 72.912 | 48.96 | 33.48 | 15.84 | 8.928 | 19.344 | 36.96 | 64.728 | 106.56 | 139.872 | 133.2 | 144.336 | 121.272 | 77.76 | 51.336 | 23.76 | 13.392 | 0.1 | 0.3 | 2 | 3.9 | 7.8 | 10.5 | 12.8 | 12.6 | 10.8 | 7.5 | 3.8 | 1.3 | -6.4934 | -6.2004 | -3.73 | -1.0096 | 4.4445 | 8.1213 | 11.1918 | 10.927 | 8.525 | 4.031 | -1.1517 | -4.7431 | -4.6881 | 10 | 20 | 65 | 25 | 30 | -0.29073 | 5 | 5 | 5 | 5 | 5 | 23 | 100 | 190 | 210 | 180 | 320 | [11 empty] | 1.3 | 1.31 | 1.78 | 1.05 | 1.19 | Ende
| 506.5348 | 427.6643 | DE0018a-Köln | - | - | - | DE0018a |  | x | x | 0018a | DE |  | Köln | Quelle: DIN 4108-6:2003. Klimaregion 7 | Nordrhein-Westfalen | 50.87 | 7.16 | 92 | 10.2 | 1.8 | 2.4 | 5.2 | 8.7 | 13.2 | 16.2 | 17.8 | 17.4 | 14.2 | 10.3 | 5.6 | 2.9 | 8.928 | 14.784 | 27.528 | 43.2 | 55.8 | 59.04 | 62.496 | 49.104 | 32.4 | 20.832 | 10.8 | 6.696 | 13.392 | 26.88 | 42.408 | 71.28 | 87.048 | 80.64 | 89.28 | 76.632 | 51.12 | 36.456 | 17.28 | 8.928 | 31.248 | 53.76 | 61.752 | 78.48 | 82.584 | 72 | 80.352 | 81.84 | 68.4 | 63.24 | 37.44 | 19.344 | 14.136 | 26.208 | 42.408 | 66.24 | 81.84 | 79.2 | 87.792 | 72.912 | 48.96 | 33.48 | 15.84 | 8.928 | 19.344 | 36.96 | 64.728 | 106.56 | 139.872 | 133.2 | 144.336 | 121.272 | 77.76 | 51.336 | 23.76 | 13.392 | -0.6 | -0.3 | 2 | 3.6 | 7.7 | 10.4 | 12.5 | 12.4 | 10.6 | 7 | 3.1 | 1.1 | -7.5224 | -7.0807 | -3.73 | -1.4363 | 4.3067 | 7.9866 | 10.7945 | 10.6618 | 8.256 | 3.3397 | -2.1499 | -5.0336 | -4.6881 | 10 | 20 | 65 | 25 | 30 | -0.29073 | 5 | 5 | 5 | 5 | 5 | 23 | 100 | 190 | 210 | 180 | 320 | [11 empty] | 1.3 | 1.31 | 1.79 | 1.09 | 1.22 | Ende
| 509.4803 | 410.0324 | DE0019a-Münster | - | - | - | DE0019a |  | x | x | 0019a | DE |  | Münster | Quelle: DIN 4108-6:2003. Klimaregion 7 | Nordrhein-Westfalen | 51.95 | 7.59 | 62 | 10.5 | 1.4 | 2 | 4.7 | 8.2 | 12.7 | 15.7 | 17 | 16.8 | 13.8 | 10 | 5.3 | 2.6 | 8.928 | 14.784 | 27.528 | 43.2 | 55.8 | 59.04 | 62.496 | 49.104 | 32.4 | 20.832 | 10.8 | 6.696 | 13.392 | 26.88 | 42.408 | 71.28 | 87.048 | 80.64 | 89.28 | 76.632 | 51.12 | 36.456 | 17.28 | 8.928 | 31.248 | 53.76 | 61.752 | 78.48 | 82.584 | 72 | 80.352 | 81.84 | 68.4 | 63.24 | 37.44 | 19.344 | 14.136 | 26.208 | 42.408 | 66.24 | 81.84 | 79.2 | 87.792 | 72.912 | 48.96 | 33.48 | 15.84 | 8.928 | 19.344 | 36.96 | 64.728 | 106.56 | 139.872 | 133.2 | 144.336 | 121.272 | 77.76 | 51.336 | 23.76 | 13.392 | -0.5 | -0.1 | 1.7 | 3.7 | 7.4 | 10.2 | 12.6 | 12.4 | 10.6 | 7.3 | 3.2 | 0.7 | -7.375 | -6.7868 | -4.1635 | -1.294 | 3.8929 | 7.7167 | 10.927 | 10.6618 | 8.256 | 3.7548 | -2.0069 | -5.616 | -4.6881 | 10 | 20 | 65 | 25 | 30 | -0.29073 | 5 | 5 | 5 | 5 | 5 | 23 | 100 | 190 | 210 | 180 | 320 | [11 empty] | 1.31 | 1.31 | 1.79 | 1.08 | 1.12 | Ende
| 596.8298 | 528.6835 | DE0020a-Geisenheim | - | - | - | DE0020a |  | x | x | 0020a | DE |  | Geisenheim | Quelle: DIN 4108-6:2003. Klimaregion 8 | Hessen | 49.99 | 7.95 | 110.2 | 12.3 | 1.2 | 2.3 | 5.6 | 9.4 | 13.9 | 17 | 18.6 | 18.1 | 14.7 | 10 | 5.1 | 2.3 | 10.416 | 17.472 | 30.504 | 43.2 | 54.312 | 58.32 | 59.52 | 50.592 | 35.28 | 22.32 | 11.52 | 7.44 | 14.136 | 26.88 | 46.128 | 72 | 87.048 | 87.12 | 93 | 81.84 | 56.88 | 32.736 | 16.56 | 9.672 | 30.504 | 55.776 | 73.656 | 82.8 | 85.56 | 77.76 | 87.048 | 90.024 | 79.92 | 59.52 | 35.28 | 23.064 | 14.88 | 29.568 | 49.848 | 69.84 | 85.56 | 83.52 | 93 | 78.12 | 56.16 | 34.224 | 16.56 | 10.416 | 21.576 | 41.664 | 75.144 | 114.48 | 147.312 | 149.04 | 160.704 | 134.664 | 90.72 | 52.08 | 25.2 | 15.624 | -1.8 | -1.4 | 0.8 | 3.4 | 7.5 | 10.8 | 12.6 | 12.7 | 10.4 | 6.5 | 2.1 | -0.6 | -9.3005 | -8.7058 | -5.4702 | -1.7214 | 4.031 | 8.525 | 10.927 | 11.0595 | 7.9866 | 2.6455 | -3.5858 | -7.5224 | -7.7485 | 15 | 30 | 80 | 30 | 40 | -0.77135 | 5 | 5 | 10 | 5 | 10 | 26 | 100 | 190 | 190 | 210 | 350 | [11 empty] | 1.3 | 1.31 | 1.81 | 1.1 | 1.27 | Ende
| 647.2394 | 553.2397 | DE0021a-Kassel | - | - | - | DE0021a |  | x | x | 0021a | DE |  | Kassel | Quelle: DIN 4108-6:2003. Klimaregion 8 | Hessen | 51.3 | 9.44 | 231 | 11.7 | -0.2 | 0.8 | 3.9 | 7.9 | 12.6 | 15.6 | 17.2 | 16.9 | 13.5 | 9.3 | 4.1 | 1.1 | 10.416 | 17.472 | 30.504 | 43.2 | 54.312 | 58.32 | 59.52 | 50.592 | 35.28 | 22.32 | 11.52 | 7.44 | 14.136 | 26.88 | 46.128 | 72 | 87.048 | 87.12 | 93 | 81.84 | 56.88 | 32.736 | 16.56 | 9.672 | 30.504 | 55.776 | 73.656 | 82.8 | 85.56 | 77.76 | 87.048 | 90.024 | 79.92 | 59.52 | 35.28 | 23.064 | 14.88 | 29.568 | 49.848 | 69.84 | 85.56 | 83.52 | 93 | 78.12 | 56.16 | 34.224 | 16.56 | 10.416 | 21.576 | 41.664 | 75.144 | 114.48 | 147.312 | 149.04 | 160.704 | 134.664 | 90.72 | 52.08 | 25.2 | 15.624 | -2.7 | -2.3 | 0.2 | 3.1 | 7.6 | 10.8 | 12.9 | 13.3 | 10 | 6.3 | 1.6 | -1.1 | -10.6458 | -10.0467 | -6.3468 | -2.1499 | 4.1689 | 8.525 | 11.324 | 11.852 | 7.4464 | 2.3671 | -4.3082 | -8.2611 | -11.3626 | 10 | 30 | 90 | 35 | 40 | -0.84912 | 5 | 5 | 10 | 5 | 10 | 24 | 100 | 180 | 200 | 180 | 330 | [11 empty] | 1.31 | 1.32 | 1.81 | 1.11 | 1.17 | Ende
| 529.4225 | 475.7631 | DE0022a-Trier | - | - | - | DE0022a |  | x | x | 0022a | DE |  | Trier | Quelle: DIN 4108-6:2003. Klimaregion 8 | Rheinland-Pfalz | 49.75 | 6.65 | 144 | 9.4 | 0.9 | 1.9 | 4.9 | 8.4 | 12.6 | 15.7 | 17.6 | 17.1 | 14 | 9.8 | 4.6 | 1.8 | 10.416 | 17.472 | 30.504 | 43.2 | 54.312 | 58.32 | 59.52 | 50.592 | 35.28 | 22.32 | 11.52 | 7.44 | 14.136 | 26.88 | 46.128 | 72 | 87.048 | 87.12 | 93 | 81.84 | 56.88 | 32.736 | 16.56 | 9.672 | 30.504 | 55.776 | 73.656 | 82.8 | 85.56 | 77.76 | 87.048 | 90.024 | 79.92 | 59.52 | 35.28 | 23.064 | 14.88 | 29.568 | 49.848 | 69.84 | 85.56 | 83.52 | 93 | 78.12 | 56.16 | 34.224 | 16.56 | 10.416 | 21.576 | 41.664 | 75.144 | 114.48 | 147.312 | 149.04 | 160.704 | 134.664 | 90.72 | 52.08 | 25.2 | 15.624 | -1.3 | -1.1 | 0.6 | 3.2 | 7.2 | 10.5 | 12.4 | 12.7 | 10 | 6.7 | 2.2 | -0.3 | -8.5575 | -8.2611 | -5.762 | -2.0069 | 3.6165 | 8.1213 | 10.6618 | 11.0595 | 7.4464 | 2.9235 | -3.4417 | -7.0807 | -11.3626 | 10 | 30 | 90 | 35 | 40 | -0.84912 | 5 | 5 | 10 | 5 | 10 | 24 | 100 | 180 | 200 | 180 | 330 | [11 empty] | 1.3 | 1.3 | 1.78 | 1.11 | 1.3 | Ende
| 893.8853 | 798.5357 | DE0023a-Chemnitz | - | - | - | DE0023a |  | x | x | 0023a | DE |  | Chemnitz | Quelle: DIN 4108-6:2003. Klimaregion 9 | Sachsen | 50.79 | 12.87 | 418 | 8.4 | -1.2 | -0.3 | 2.9 | 7 | 11.9 | 15 | 16.6 | 16.4 | 13.3 | 9.1 | 3.7 | 0.2 | 11.16 | 18.144 | 29.76 | 42.48 | 56.544 | 58.32 | 59.52 | 51.336 | 33.84 | 22.32 | 11.52 | 8.184 | 18.6 | 36.288 | 54.312 | 73.44 | 99.696 | 89.28 | 93.744 | 92.256 | 60.48 | 39.432 | 18 | 11.904 | 51.336 | 73.248 | 80.352 | 82.8 | 90.024 | 77.04 | 84.816 | 95.976 | 81.36 | 78.12 | 48.24 | 36.456 | 20.088 | 34.272 | 55.8 | 71.28 | 91.512 | 87.12 | 92.256 | 84.816 | 55.44 | 38.688 | 19.44 | 12.648 | 27.528 | 47.712 | 78.864 | 112.32 | 155.496 | 148.32 | 155.496 | 142.104 | 89.28 | 59.52 | 28.08 | 18.6 | -4.8 | -5.4 | -2.7 | 0.7 | 4.9 | 8.2 | 10.5 | 10 | 7.5 | 4.3 | 0.3 | -2.4 | -13.8248 | -14.7434 | -10.6458 | -5.616 | 0.40537 | 4.9942 | 8.1213 | 7.4464 | 4.031 | -0.44222 | -6.2004 | -10.1963 | -10.6818 | 15 | 20 | 40 | 20 | 25 | -2.4574 | 5 | 10 | 10 | 10 | 10 | 25 | 140 | 210 | 200 | 230 | 360 | [11 empty] | 1.32 | 1.32 | 1.83 | 1.14 | 1.18 | Ende
| 847.0138 | 747.1137 | DE0024a-Leipzig | - | - | - | DE0024a |  | x | x | 0024a | DE |  | Leipzig | Quelle: DIN 4108-6:2003. Klimaregion 9 | Sachsen | 51.39 | 12.4 | 128 | 12.2 | -0.1 | 0.7 | 4.2 | 8.4 | 13.3 | 16.6 | 18.2 | 17.7 | 14.3 | 9.9 | 4.8 | 1.3 | 11.16 | 18.144 | 29.76 | 42.48 | 56.544 | 58.32 | 59.52 | 51.336 | 33.84 | 22.32 | 11.52 | 8.184 | 18.6 | 36.288 | 54.312 | 73.44 | 99.696 | 89.28 | 93.744 | 92.256 | 60.48 | 39.432 | 18 | 11.904 | 51.336 | 73.248 | 80.352 | 82.8 | 90.024 | 77.04 | 84.816 | 95.976 | 81.36 | 78.12 | 48.24 | 36.456 | 20.088 | 34.272 | 55.8 | 71.28 | 91.512 | 87.12 | 92.256 | 84.816 | 55.44 | 38.688 | 19.44 | 12.648 | 27.528 | 47.712 | 78.864 | 112.32 | 155.496 | 148.32 | 155.496 | 142.104 | 89.28 | 59.52 | 28.08 | 18.6 | -4.7 | -5.8 | -3 | 0.5 | 4.5 | 7.8 | 10.4 | 9.8 | 7.3 | 4.3 | 0.4 | -1.9 | -13.6721 | -15.3585 | -11.0965 | -5.908 | -0.15923 | 4.4445 | 7.9866 | 7.1757 | 3.7548 | -0.44222 | -6.0542 | -9.4495 | -9.2401 | 15 | 25 | 60 | 25 | 30 | -1.8259 | 5 | 5 | 10 | 5 | 10 | 24 | 100 | 190 | 200 | 190 | 310 | [11 empty] | 1.32 | 1.32 | 1.83 | 1.14 | 1.19 | Ende
| 936.3345 | 856.0604 | DE0025a-Cham | - | - | - | DE0025a |  | x | x | 0025a | DE |  | Cham | Quelle: DIN 4108-6:2003. Klimaregion 10 | Bayern | 49.24 | 12.62 | 387 | 11.1 | -2.1 | -0.4 | 3.3 | 7.8 | 12.6 | 15.7 | 17.4 | 16.8 | 13.4 | 8.4 | 3 | -0.6 | 11.16 | 17.472 | 30.504 | 40.32 | 50.592 | 51.12 | 53.568 | 43.896 | 29.52 | 18.6 | 10.08 | 7.44 | 20.832 | 37.632 | 59.52 | 77.76 | 93 | 80.64 | 89.28 | 85.56 | 59.76 | 43.896 | 20.88 | 12.648 | 53.568 | 71.232 | 84.072 | 82.08 | 78.864 | 66.24 | 75.144 | 81.84 | 79.2 | 86.304 | 51.84 | 35.712 | 21.576 | 36.288 | 58.032 | 72 | 82.584 | 76.32 | 84.816 | 78.864 | 58.32 | 42.408 | 20.88 | 11.904 | 26.784 | 46.368 | 81.84 | 110.16 | 138.384 | 128.88 | 140.616 | 123.504 | 84.96 | 58.032 | 26.64 | 17.112 | -3.9 | -3.2 | -0.2 | 2.9 | 7.3 | 10.3 | 12.1 | 12 | 9.6 | 5.4 | 0.7 | -2.2 | -12.4555 | -11.3976 | -6.9337 | -2.4361 | 3.7548 | 7.8517 | 10.2632 | 10.1301 | 6.9045 | 1.1085 | -5.616 | -9.8972 | -11.8171 | 15 | 30 | 60 | 25 | 35 | -3.5006 | 10 | 10 | 15 | 10 | 15 | 23 | 120 | 190 | 180 | 190 | 350 | [11 empty] | 1.31 | 1.31 | 1.85 | 1.13 | 1.21 | Ende
| 842.299 | 753.6211 | DE0026a-Hof | - | - | - | DE0026a |  | x | x | 0026a | DE |  | Hof | Quelle: DIN 4108-6:2003. Klimaregion 10 | Bayern | 50.31 | 11.88 | 567 | 8.4 | -2.9 | -1.9 | 1.5 | 5.6 | 10.6 | 13.8 | 15.4 | 14.9 | 11.7 | 7.3 | 1.9 | -1.5 | 11.16 | 17.472 | 30.504 | 40.32 | 50.592 | 51.12 | 53.568 | 43.896 | 29.52 | 18.6 | 10.08 | 7.44 | 20.832 | 37.632 | 59.52 | 77.76 | 93 | 80.64 | 89.28 | 85.56 | 59.76 | 43.896 | 20.88 | 12.648 | 53.568 | 71.232 | 84.072 | 82.08 | 78.864 | 66.24 | 75.144 | 81.84 | 79.2 | 86.304 | 51.84 | 35.712 | 21.576 | 36.288 | 58.032 | 72 | 82.584 | 76.32 | 84.816 | 78.864 | 58.32 | 42.408 | 20.88 | 11.904 | 26.784 | 46.368 | 81.84 | 110.16 | 138.384 | 128.88 | 140.616 | 123.504 | 84.96 | 58.032 | 26.64 | 17.112 | -4.8 | -5.4 | -2.7 | 0.7 | 4.9 | 8.2 | 10.5 | 10 | 7.5 | 4.3 | 0.3 | -2.4 | -13.8248 | -14.7434 | -10.6458 | -5.616 | 0.40537 | 4.9942 | 8.1213 | 7.4464 | 4.031 | -0.44222 | -6.2004 | -10.1963 | -11.8171 | 15 | 30 | 60 | 25 | 35 | -3.5006 | 10 | 10 | 15 | 10 | 15 | 23 | 120 | 190 | 180 | 190 | 350 | [11 empty] | 1.31 | 1.31 | 1.84 | 1.15 | 1.18 | Ende
| 718.1936 | 668.9968 | DE0027a-Freudenstadt | - | - | - | DE0027a |  | x | x | 0027a | DE |  | Freudenstadt | Quelle: DIN 4108-6:2003. Klimaregion 11 | Baden-Württemberg | 48.45 | 8.41 | 796.5 | 8.4 | -1.5 | -0.8 | 1.8 | 5.3 | 9.8 | 13 | 15.2 | 14.7 | 12 | 7.9 | 2.5 | -0.4 | 11.904 | 18.144 | 32.736 | 45.36 | 58.776 | 63.36 | 63.984 | 52.824 | 36 | 23.064 | 12.24 | 8.184 | 16.368 | 30.912 | 49.848 | 74.16 | 93.744 | 89.28 | 96.72 | 85.56 | 59.76 | 36.456 | 18.72 | 11.16 | 34.968 | 61.152 | 75.888 | 84.24 | 87.792 | 79.2 | 88.536 | 90.024 | 86.4 | 68.448 | 41.76 | 26.784 | 17.112 | 31.584 | 54.312 | 73.44 | 90.768 | 91.44 | 99.696 | 84.072 | 61.92 | 40.92 | 19.44 | 11.16 | 24.552 | 45.024 | 79.608 | 117.36 | 153.264 | 152.64 | 165.168 | 137.64 | 96.48 | 57.288 | 28.08 | 17.112 | -2.8 | -2.2 | 0 | 2.9 | 7.1 | 10.2 | 11.9 | 11.5 | 9.5 | 6 | 1.4 | -1.5 | -10.796 | -9.8972 | -6.64 | -2.4361 | 3.4781 | 7.7167 | 9.997 | 9.4632 | 6.7688 | 1.9486 | -4.598 | -8.8543 | -11.2962 | 20 | 30 | 60 | 30 | 40 | -3.9948 | 5 | 5 | 5 | 5 | 5 | 21 | 150 | 180 | 200 | 190 | 310 | [11 empty] | 1.29 | 1.29 | 1.79 | 1.15 | 1.35 | Ende
| 821.722 | 744.417 | DE0028a-Nürnberg | - | - | - | DE0028a |  | x | x | 0028a | DE |  | Nürnberg | Quelle: DIN 4108-6:2003. Klimaregion 11 | Bayern | 49.5 | 11.06 | 314 | 12.8 | -0.8 | 0.5 | 3.9 | 8.2 | 13.2 | 16.6 | 18.3 | 17.6 | 14 | 9 | 3.9 | 0.6 | 11.904 | 18.144 | 32.736 | 45.36 | 58.776 | 63.36 | 63.984 | 52.824 | 36 | 23.064 | 12.24 | 8.184 | 16.368 | 30.912 | 49.848 | 74.16 | 93.744 | 89.28 | 96.72 | 85.56 | 59.76 | 36.456 | 18.72 | 11.16 | 34.968 | 61.152 | 75.888 | 84.24 | 87.792 | 79.2 | 88.536 | 90.024 | 86.4 | 68.448 | 41.76 | 26.784 | 17.112 | 31.584 | 54.312 | 73.44 | 90.768 | 91.44 | 99.696 | 84.072 | 61.92 | 40.92 | 19.44 | 11.16 | 24.552 | 45.024 | 79.608 | 117.36 | 153.264 | 152.64 | 165.168 | 137.64 | 96.48 | 57.288 | 28.08 | 17.112 | -3.4 | -2.6 | -0.1 | 2.9 | 7.2 | 10.4 | 12.3 | 12.2 | 9.9 | 5.7 | 1.1 | -1.7 | -11.6993 | -10.4959 | -6.7868 | -2.4361 | 3.6165 | 7.9866 | 10.5291 | 10.3962 | 7.3111 | 1.5291 | -5.0336 | -9.1517 | -11.4 | 15 | 35 | 90 | 35 | 50 | -7.5361 | 15 | 20 | 40 | 25 | 35 | 25 | 100 | 210 | 200 | 200 | 340 | [11 empty] | 1.31 | 1.31 | 1.84 | 1.14 | 1.24 | Ende
| 742.8681 | 684.0944 | DE0029a-Stuttgart | - | - | - | DE0029a |  | x | x | 0029a | DE |  | Stuttgart | Quelle: DIN 4108-6:2003. Klimaregion 11 | Baden-Württemberg | 48.77 | 9.18 | 286 | 10.9 | -0.4 | 0.8 | 4.2 | 8 | 12.5 | 15.7 | 17.7 | 17 | 13.7 | 9 | 3.9 | 0.6 | 11.904 | 18.144 | 32.736 | 45.36 | 58.776 | 63.36 | 63.984 | 52.824 | 36 | 23.064 | 12.24 | 8.184 | 16.368 | 30.912 | 49.848 | 74.16 | 93.744 | 89.28 | 96.72 | 85.56 | 59.76 | 36.456 | 18.72 | 11.16 | 34.968 | 61.152 | 75.888 | 84.24 | 87.792 | 79.2 | 88.536 | 90.024 | 86.4 | 68.448 | 41.76 | 26.784 | 17.112 | 31.584 | 54.312 | 73.44 | 90.768 | 91.44 | 99.696 | 84.072 | 61.92 | 40.92 | 19.44 | 11.16 | 24.552 | 45.024 | 79.608 | 117.36 | 153.264 | 152.64 | 165.168 | 137.64 | 96.48 | 57.288 | 28.08 | 17.112 | -2.7 | -2.3 | 0.4 | 2.6 | 7.2 | 9.9 | 11.8 | 12 | 9.6 | 5.7 | 0.9 | -1 | -10.6458 | -10.0467 | -6.0542 | -2.8664 | 3.6165 | 7.3111 | 9.8637 | 10.1301 | 6.9045 | 1.5291 | -5.3246 | -8.1131 | -7.7485 | 15 | 30 | 80 | 30 | 40 | -0.77135 | 5 | 5 | 10 | 5 | 10 | 26 | 100 | 190 | 190 | 210 | 350 | [11 empty] | 1.3 | 1.3 | 1.82 | 1.1 | 1.26 | Ende
| 737.1726 | 661.3048 | DE0030a-Würzburg | - | - | - | DE0030a |  | x | x | 0030a | DE |  | Würzburg | Quelle: DIN 4108-6:2003. Klimaregion 11 | Bayern | 49.77 | 9.96 | 268 | 8.9 | -0.4 | 1 | 4.6 | 8.7 | 13.3 | 16.5 | 18.3 | 17.8 | 14.4 | 9.4 | 4.1 | 1 | 11.904 | 18.144 | 32.736 | 45.36 | 58.776 | 63.36 | 63.984 | 52.824 | 36 | 23.064 | 12.24 | 8.184 | 16.368 | 30.912 | 49.848 | 74.16 | 93.744 | 89.28 | 96.72 | 85.56 | 59.76 | 36.456 | 18.72 | 11.16 | 34.968 | 61.152 | 75.888 | 84.24 | 87.792 | 79.2 | 88.536 | 90.024 | 86.4 | 68.448 | 41.76 | 26.784 | 17.112 | 31.584 | 54.312 | 73.44 | 90.768 | 91.44 | 99.696 | 84.072 | 61.92 | 40.92 | 19.44 | 11.16 | 24.552 | 45.024 | 79.608 | 117.36 | 153.264 | 152.64 | 165.168 | 137.64 | 96.48 | 57.288 | 28.08 | 17.112 | -2 | -2.3 | 1.1 | 2.7 | 7.5 | 11.2 | 12.5 | 12.7 | 10.2 | 5.8 | 1.7 | -0.4 | -9.5986 | -10.0467 | -5.0336 | -2.7228 | 4.031 | 9.0617 | 10.7945 | 11.0595 | 7.7167 | 1.669 | -4.1635 | -7.2278 | -11.4 | 15 | 35 | 90 | 35 | 50 | -7.5361 | 15 | 20 | 40 | 25 | 35 | 25 | 100 | 210 | 200 | 200 | 340 | [11 empty] | 1.31 | 1.31 | 1.83 | 1.11 | 1.28 | Ende
| 636.2213 | 561.3062 | DE0031a-Frankfurt am Main | - | - | - | DE0031a |  | x | x | 0031a | DE |  | Frankfurt am Main | Quelle: DIN 4108-6:2003. Klimaregion 12 | Hessen | 50.15 | 8.68 | 125 | 8.9 | 0.7 | 1.8 | 5.2 | 9.2 | 13.7 | 17.1 | 18.9 | 18.3 | 14.8 | 9.8 | 4.7 | 1.8 | 11.16 | 17.472 | 29.76 | 43.92 | 57.288 | 61.2 | 62.496 | 51.336 | 34.56 | 22.32 | 12.24 | 8.184 | 14.88 | 30.24 | 46.872 | 73.44 | 90.768 | 88.56 | 95.976 | 84.816 | 60.48 | 35.712 | 19.44 | 10.416 | 32.736 | 59.808 | 70.68 | 82.08 | 85.56 | 77.04 | 87.048 | 88.536 | 84.24 | 65.472 | 42.48 | 25.296 | 16.368 | 30.24 | 49.848 | 72.72 | 88.536 | 87.12 | 95.976 | 81.84 | 59.04 | 37.2 | 19.44 | 10.416 | 23.064 | 43.68 | 73.656 | 115.2 | 149.544 | 149.76 | 162.192 | 135.408 | 94.32 | 55.056 | 28.08 | 16.368 | -1.6 | -1.3 | 1.3 | 3.8 | 7.9 | 11 | 13 | 12.8 | 10.5 | 6.7 | 2.3 | -0.1 | -9.0029 | -8.5575 | -4.7431 | -1.1517 | 4.5821 | 8.7936 | 11.4562 | 11.1918 | 8.1213 | 2.9235 | -3.2977 | -6.7868 | -7.7485 | 15 | 30 | 80 | 30 | 40 | -0.77135 | 5 | 5 | 10 | 5 | 10 | 26 | 100 | 190 | 190 | 210 | 350 | [11 empty] | 1.31 | 1.31 | 1.81 | 1.07 | 1.25 | Ende
| 660.8858 | 596.1436 | DE0032a-Mannheim | - | - | - | DE0032a |  | x | x | 0032a | DE |  | Mannheim | Quelle: DIN 4108-6:2003. Klimaregion 12 | Baden-Württemberg | 49.51 | 8.56 | 96.1 | 8.9 | 1.2 | 2.5 | 5.9 | 9.9 | 14.4 | 17.6 | 19.5 | 18.8 | 15.3 | 10.4 | 5.2 | 2.2 | 11.16 | 17.472 | 29.76 | 43.92 | 57.288 | 61.2 | 62.496 | 51.336 | 34.56 | 22.32 | 12.24 | 8.184 | 14.88 | 30.24 | 46.872 | 73.44 | 90.768 | 88.56 | 95.976 | 84.816 | 60.48 | 35.712 | 19.44 | 10.416 | 32.736 | 59.808 | 70.68 | 82.08 | 85.56 | 77.04 | 87.048 | 88.536 | 84.24 | 65.472 | 42.48 | 25.296 | 16.368 | 30.24 | 49.848 | 72.72 | 88.536 | 87.12 | 95.976 | 81.84 | 59.04 | 37.2 | 19.44 | 10.416 | 23.064 | 43.68 | 73.656 | 115.2 | 149.544 | 149.76 | 162.192 | 135.408 | 94.32 | 55.056 | 28.08 | 16.368 | -0.3 | -0.1 | 3.1 | 5.3 | 9.5 | 12.5 | 14.2 | 14.3 | 11.3 | 7.6 | 3.4 | 1.5 | -7.0807 | -6.7868 | -2.1499 | 0.96813 | 6.7688 | 10.7945 | 13.0337 | 13.1645 | 9.1957 | 4.1689 | -1.7214 | -4.453 | -7.7485 | 15 | 30 | 80 | 30 | 40 | -0.77135 | 5 | 5 | 10 | 5 | 10 | 26 | 100 | 190 | 190 | 210 | 350 | [11 empty] | 1.3 | 1.31 | 1.82 | 1.08 | 1.24 | Ende
| 591.1155 | 542.2399 | DE0033a-Saarbrücken | - | - | - | DE0033a |  | x | x | 0033a | DE |  | Saarbrücken | Quelle: DIN 4108-6:2003. Klimaregion 12 | Saarland | 49.21 | 7.11 | 320 | 11.3 | 0.4 | 1.6 | 4.7 | 8.3 | 12.5 | 15.6 | 17.6 | 17.1 | 14.1 | 9.6 | 4.3 | 1.4 | 11.16 | 17.472 | 29.76 | 43.92 | 57.288 | 61.2 | 62.496 | 51.336 | 34.56 | 22.32 | 12.24 | 8.184 | 14.88 | 30.24 | 46.872 | 73.44 | 90.768 | 88.56 | 95.976 | 84.816 | 60.48 | 35.712 | 19.44 | 10.416 | 32.736 | 59.808 | 70.68 | 82.08 | 85.56 | 77.04 | 87.048 | 88.536 | 84.24 | 65.472 | 42.48 | 25.296 | 16.368 | 30.24 | 49.848 | 72.72 | 88.536 | 87.12 | 95.976 | 81.84 | 59.04 | 37.2 | 19.44 | 10.416 | 23.064 | 43.68 | 73.656 | 115.2 | 149.544 | 149.76 | 162.192 | 135.408 | 94.32 | 55.056 | 28.08 | 16.368 | -1.1 | -1.3 | 1.6 | 2.8 | 7.3 | 10.4 | 12.2 | 12.5 | 10.1 | 6.7 | 2 | 0 | -8.2611 | -8.5575 | -4.3082 | -2.5794 | 3.7548 | 7.9866 | 10.3962 | 10.7945 | 7.5816 | 2.9235 | -3.73 | -6.64 | -9.6084 | 15 | 20 | 55 | 25 | 30 | -3.7566 | 5 | 5 | 10 | 5 | 10 | 22 | 110 | 180 | 190 | 170 | 290 | [11 empty] | 1.3 | 1.3 | 1.8 | 1.1 | 1.3 | Ende
| 717.3723 | 678.2417 | DE0034a-Freiburg | - | - | - | DE0034a |  | x | x | 0034a | DE |  | Freiburg | Quelle: DIN 4108-6:2003. Klimaregion 13 | Baden-Württemberg | 48.02 | 7.84 | 236.3 | 8.4 | 1.8 | 3.2 | 6.6 | 10.2 | 14.4 | 17.7 | 19.9 | 19.2 | 16.2 | 11.3 | 6 | 2.7 | 11.904 | 17.472 | 31.992 | 41.76 | 55.8 | 61.2 | 61.008 | 52.08 | 35.28 | 23.064 | 12.96 | 9.672 | 17.856 | 30.912 | 52.08 | 72 | 88.536 | 93.6 | 99.696 | 90.768 | 64.8 | 41.664 | 22.32 | 16.368 | 40.92 | 60.48 | 78.864 | 78.48 | 81.096 | 79.92 | 87.792 | 95.976 | 91.44 | 76.632 | 53.28 | 38.688 | 18.6 | 30.24 | 52.08 | 67.68 | 85.56 | 91.44 | 98.208 | 89.28 | 62.64 | 42.408 | 22.32 | 16.368 | 26.784 | 45.024 | 81.84 | 113.04 | 146.568 | 161.28 | 170.376 | 148.8 | 102.24 | 63.24 | 33.12 | 22.32 | -2.8 | -2.2 | 0 | 2.9 | 7.1 | 10.2 | 11.9 | 11.5 | 9.5 | 6 | 1.4 | -1.5 | -10.796 | -9.8972 | -6.64 | -2.4361 | 3.4781 | 7.7167 | 9.997 | 9.4632 | 6.7688 | 1.9486 | -4.598 | -8.8543 | -7.7485 | 15 | 30 | 80 | 30 | 40 | -0.77135 | 5 | 5 | 10 | 5 | 10 | 26 | 100 | 190 | 190 | 210 | 350 | [11 empty] | 1.28 | 1.29 | 1.79 | 1.12 | 1.33 | Ende
| 817.6269 | 771.559 | DE0035a-Konstanz | - | - | - | DE0035a |  | x | x | 0035a | DE |  | Konstanz | Quelle: DIN 4108-6:2003. Klimaregion 13 | Baden-Württemberg | 47.68 | 9.19 | 443 | 9.4 | -0.1 | 1.2 | 4.5 | 8.5 | 13 | 16.2 | 18.3 | 17.5 | 14.4 | 9.5 | 4.2 | 0.9 | 11.904 | 17.472 | 31.992 | 41.76 | 55.8 | 61.2 | 61.008 | 52.08 | 35.28 | 23.064 | 12.96 | 9.672 | 17.856 | 30.912 | 52.08 | 72 | 88.536 | 93.6 | 99.696 | 90.768 | 64.8 | 41.664 | 22.32 | 16.368 | 40.92 | 60.48 | 78.864 | 78.48 | 81.096 | 79.92 | 87.792 | 95.976 | 91.44 | 76.632 | 53.28 | 38.688 | 18.6 | 30.24 | 52.08 | 67.68 | 85.56 | 91.44 | 98.208 | 89.28 | 62.64 | 42.408 | 22.32 | 16.368 | 26.784 | 45.024 | 81.84 | 113.04 | 146.568 | 161.28 | 170.376 | 148.8 | 102.24 | 63.24 | 33.12 | 22.32 | -2.6 | -2 | 0.6 | 3.9 | 7.9 | 11.2 | 13.6 | 13.5 | 11 | 6.8 | 1.5 | -1.6 | -10.4959 | -9.5986 | -5.762 | -1.0096 | 4.5821 | 9.0617 | 12.2468 | 12.1153 | 8.7936 | 3.0623 | -4.453 | -9.0029 | -7.7485 | 15 | 30 | 80 | 30 | 40 | -0.77135 | 5 | 5 | 10 | 5 | 10 | 26 | 100 | 190 | 190 | 210 | 350 | [11 empty] | 1.28 | 1.28 | 1.8 | 1.14 | 1.33 | Ende
| 925.5647 | 860.3214 | DE0036a-München | - | - | - | DE0036a |  | x | x | 0036a | DE |  | München | Quelle: DIN 4108-6:2003. Klimaregion 14 | Bayern | 48.16 | 11.54 | 515.2 | 10.1 | -2.1 | -0.7 | 3 | 7.3 | 11.9 | 15 | 16.7 | 16.1 | 12.9 | 7.9 | 2.8 | -0.7 | 14.136 | 20.16 | 34.224 | 46.08 | 58.776 | 61.92 | 63.24 | 52.08 | 36 | 23.808 | 13.68 | 10.416 | 18.6 | 32.928 | 56.544 | 76.32 | 94.488 | 89.28 | 98.952 | 87.048 | 61.92 | 41.664 | 20.88 | 14.88 | 43.152 | 67.2 | 82.584 | 84.24 | 86.304 | 77.76 | 86.304 | 92.256 | 89.28 | 79.608 | 48.96 | 34.224 | 21.576 | 36.288 | 58.776 | 76.32 | 91.512 | 90 | 94.488 | 85.56 | 65.52 | 44.64 | 23.04 | 15.624 | 29.76 | 50.4 | 87.048 | 120.24 | 155.496 | 153.36 | 165.168 | 142.848 | 100.8 | 63.984 | 32.4 | 22.32 | -4.8 | -3.7 | -0.9 | 2.7 | 6.7 | 10.2 | 11.7 | 11.5 | 9.1 | 4.9 | 0.2 | -3.3 | -13.8248 | -12.1526 | -7.9653 | -2.7228 | 2.9235 | 7.7167 | 9.7303 | 9.4632 | 6.2247 | 0.40537 | -6.3468 | -11.5484 | -11.4 | 15 | 35 | 90 | 35 | 50 | -7.5361 | 15 | 20 | 40 | 25 | 35 | 25 | 100 | 210 | 200 | 200 | 340 | [11 empty] | 1.3 | 1.3 | 1.84 | 1.1 | 1.28 | Ende
| 1021.59 | 944.6567 | DE0037a-Passau | - | - | - | DE0037a |  | x | x | 0037a | DE |  | Passau | Quelle: DIN 4108-6:2003. Klimaregion 14 | Bayern | 48.58 | 13.42 | 327 | 10.2 | -2.4 | -0.3 | 3.5 | 8 | 12.8 | 15.8 | 17.5 | 16.8 | 13.4 | 8.5 | 2.9 | -0.9 | 14.136 | 20.16 | 34.224 | 46.08 | 58.776 | 61.92 | 63.24 | 52.08 | 36 | 23.808 | 13.68 | 10.416 | 18.6 | 32.928 | 56.544 | 76.32 | 94.488 | 89.28 | 98.952 | 87.048 | 61.92 | 41.664 | 20.88 | 14.88 | 43.152 | 67.2 | 82.584 | 84.24 | 86.304 | 77.76 | 86.304 | 92.256 | 89.28 | 79.608 | 48.96 | 34.224 | 21.576 | 36.288 | 58.776 | 76.32 | 91.512 | 90 | 94.488 | 85.56 | 65.52 | 44.64 | 23.04 | 15.624 | 29.76 | 50.4 | 87.048 | 120.24 | 155.496 | 153.36 | 165.168 | 142.848 | 100.8 | 63.984 | 32.4 | 22.32 | -4.1 | -3.1 | 0.4 | 3.6 | 8.3 | 11.6 | 13.5 | 13.3 | 10.7 | 6.1 | 1.1 | -2.4 | -12.7589 | -11.247 | -6.0542 | -1.4363 | 5.1314 | 9.5968 | 12.1153 | 11.852 | 8.3905 | 2.0882 | -5.0336 | -10.1963 | -11.4 | 15 | 35 | 90 | 35 | 50 | -7.5361 | 15 | 20 | 40 | 25 | 35 | 25 | 100 | 210 | 200 | 200 | 340 | [11 empty] | 1.3 | 1.3 | 1.84 | 1.13 | 1.24 | Ende
| 940.2919 | 884.2444 | DE0038a-Garmisch-Partenkirchen | - | - | - | DE0038a |  | x | x | 0038a | DE |  | Garmisch-Partenkirchen | Quelle: DIN 4108-6:2003. Klimaregion 15 | Bayern | 47.48 | 11.06 | 719 | 10.1 | -3 | -1.3 | 1.9 | 6.1 | 10.8 | 13.8 | 15.8 | 15 | 12.2 | 7.4 | 1.7 | -2.7 | 14.136 | 20.16 | 34.968 | 45.36 | 55.8 | 59.04 | 59.52 | 48.36 | 33.84 | 24.552 | 14.4 | 11.904 | 29.016 | 41.664 | 64.728 | 79.2 | 95.232 | 90.72 | 98.952 | 90.768 | 66.96 | 52.08 | 30.24 | 24.552 | 78.12 | 85.344 | 95.976 | 86.4 | 82.584 | 75.6 | 85.56 | 91.512 | 93.6 | 98.952 | 76.32 | 66.216 | 29.76 | 41.664 | 63.984 | 74.88 | 85.56 | 87.12 | 97.464 | 87.048 | 67.68 | 50.592 | 29.52 | 24.552 | 39.432 | 57.792 | 97.464 | 123.12 | 151.032 | 151.92 | 168.144 | 142.848 | 103.68 | 74.4 | 41.76 | 30.504 | -4.8 | -3.7 | -0.9 | 2.7 | 6.7 | 10.2 | 11.7 | 11.5 | 9.1 | 4.9 | 0.2 | -3.3 | -13.8248 | -12.1526 | -7.9653 | -2.7228 | 2.9235 | 7.7167 | 9.7303 | 9.4632 | 6.2247 | 0.40537 | -6.3468 | -11.5484 | -10.6434 | 20 | 40 | 80 | 35 | 50 | -7.7657 | 10 | 15 | 20 | 15 | 20 | 23 | 100 | 210 | 190 | 210 | 350 | [11 empty] | 1.28 | 1.28 | 1.81 | 1.12 | 1.32 | Ende
| 900.1537 | 849.5692 | DE0039a-Oberstdorf | - | - | - | DE0039a |  | x | x | 0039a | DE |  | Oberstdorf | Quelle: DIN 4108-6:2003. Klimaregion 15 | Bayern | 47.4 | 10.28 | 806 | 10.1 | -2.8 | -1.7 | 1.2 | 5 | 10 | 13.2 | 15.3 | 14.5 | 11.7 | 7.4 | 1.8 | -2.1 | 14.136 | 20.16 | 34.968 | 45.36 | 55.8 | 59.04 | 59.52 | 48.36 | 33.84 | 24.552 | 14.4 | 11.904 | 29.016 | 41.664 | 64.728 | 79.2 | 95.232 | 90.72 | 98.952 | 90.768 | 66.96 | 52.08 | 30.24 | 24.552 | 78.12 | 85.344 | 95.976 | 86.4 | 82.584 | 75.6 | 85.56 | 91.512 | 93.6 | 98.952 | 76.32 | 66.216 | 29.76 | 41.664 | 63.984 | 74.88 | 85.56 | 87.12 | 97.464 | 87.048 | 67.68 | 50.592 | 29.52 | 24.552 | 39.432 | 57.792 | 97.464 | 123.12 | 151.032 | 151.92 | 168.144 | 142.848 | 103.68 | 74.4 | 41.76 | 30.504 | -4.8 | -3.7 | -0.9 | 2.7 | 6.7 | 10.2 | 11.7 | 11.5 | 9.1 | 4.9 | 0.2 | -3.3 | -13.8248 | -12.1526 | -7.9653 | -2.7228 | 2.9235 | 7.7167 | 9.7303 | 9.4632 | 6.2247 | 0.40537 | -6.3468 | -11.5484 | -10.6434 | 20 | 40 | 80 | 35 | 50 | -7.7657 | 10 | 15 | 20 | 15 | 20 | 23 | 100 | 210 | 190 | 210 | 350 | [11 empty] | 1.27 | 1.27 | 1.79 | 1.1 | 1.25 | Ende
| 647.2157 | 553.2031 | DE-9999-PHPP-Standard | - | - | - | DE-9999 |  | x | x | -9999 | DE |  | PHPP-Standard | Repräsentiert typische Verhältnisse in Mitteleuropa. Geeignet für eine standortunabhängige energetische Bewertung in Deutschland. |  | 51.301 | 9.44 |  | 11.7 | 0.4 | 1.3 | 4.4 | 8.4 | 12.9 | 16.3 | 17.6 | 17 | 13.9 | 9.4 | 4.7 | 1.6 | 10 | 15 | 26 | 37 | 50 | 55 | 55 | 44 | 30 | 18 | 10 | 7 | 13 | 26 | 41 | 67 | 83 | 81 | 83 | 75 | 52 | 32 | 15 | 9 | 29 | 59 | 66 | 83 | 85 | 76 | 80 | 86 | 80 | 63 | 32 | 21 | 14 | 28 | 44 | 66 | 82 | 80 | 83 | 73 | 55 | 34 | 16 | 10 | 21 | 40 | 65 | 108 | 142 | 141 | 144 | 126 | 87 | 50 | 23 | 15 | -2.1 | -1.9667 | 0.86667 | 3.2 | 7.6667 | 11 | 12.8 | 12.9333 | 10.2333 | 6.2667 | 1.8667 | -0.53333 | -9.7478 | -9.5489 | -5.3731 | -2.0069 | 4.2608 | 8.7936 | 11.1918 | 11.3681 | 7.7617 | 2.3206 | -3.9226 | -7.4242 | -10.5626 | 10 | 30 | 90 | 35 | 40 | -1.2491 | 5 | 5 | 10 | 5 | 10 | 24 | 100 | 180 | 200 | 180 | 330 | [11 empty] | 1.31 | 1.32 | 1.81 | 1.11 | 1.17 | Ende
| 878.963 | 771.0257 | DE------Referenzklima - EnEV 2014 | - | - | - | Referenzklima - EnEV 2014 |  | x | x |  | DE |  | Referenzklima - EnEV 2014 | Referenzklima für Deutschland nach DIN V 18599-10:2011-12 (TRY Region 4, Potsdam) |  | 52.38 | 13.07 | 81 | 9 | 1 | 1.9 | 4.7 | 9.2 | 14.1 | 16.7 | 19 | 18.6 | 14.3 | 9.5 | 4.1 | 0.9 | 7.44 | 12.096 | 23.064 | 41.76 | 55.8 | 59.76 | 60.264 | 42.408 | 29.52 | 18.6 | 9.36 | 5.208 | 18.6 | 19.488 | 50.592 | 96.48 | 101.928 | 108 | 102.672 | 85.56 | 59.76 | 40.92 | 14.4 | 8.928 | 43.896 | 31.584 | 72.912 | 105.84 | 98.208 | 89.28 | 84.072 | 94.488 | 88.56 | 78.864 | 28.08 | 21.576 | 12.648 | 16.128 | 44.64 | 82.08 | 94.488 | 97.92 | 87.048 | 78.12 | 56.88 | 34.968 | 13.68 | 8.184 | 21.576 | 29.568 | 72.168 | 136.08 | 164.424 | 173.52 | 156.24 | 133.92 | 91.44 | 57.288 | 22.32 | 12.648 | -0.5 | 0.3 | 0.4 | 2.3 | 8.1 | 11.2 | 13.2 | 14.1 | 11 | 6.6 | 2.5 | -0.1 | -8.9 | -7.5 | -7.3 | -3.7 | 3 | 6.5 | 9.5 | 8.8 | 4.3 | -1.5 | -6.1 | -7.8 | -7.7 | 5 | 40 | 135 | 40 | 35 | -3.9 | 5 | 5 | 5 | 5 | 10 | 26.2 | 80 | 205 | 200 | 185 | 290 | 19.5 | 20 | 55 | 185 | 255 | 185 | 240 | 14.8 |  |  |  | 1.32 | 1.32 | 1.83 | 1.14 | 1.22 | Ende
| 902.3919 | 784.2356 | DK0001a-Kopenhagen | - | - | 14 | DK0001a |  | x | x | 0001a | DK |  | Kopenhagen |  |  | 55.72 | 12.57 | 19 | 8 | 0.1 | -0.1 | 2 | 5.6 | 10.9 | 15 | 16.4 | 16.3 | 13.3 | 9.6 | 5.1 | 1.8 | 5 | 9 | 17 | 29 | 44 | 51 | 48 | 35 | 22 | 14 | 6 | 4 | 14 | 29 | 45 | 75 | 98 | 94 | 101 | 81 | 57 | 30 | 14 | 9 | 45 | 67 | 78 | 103 | 107 | 93 | 107 | 104 | 89 | 70 | 45 | 32 | 13 | 24 | 45 | 82 | 101 | 92 | 99 | 88 | 51 | 33 | 15 | 8 | 16 | 32 | 63 | 115 | 156 | 154 | 165 | 131 | 80 | 45 | 19 | 11 | -2.4 | -2.9 | -1.1 | 1.5 | 6 | 9.9 | 11.5 | 11.7 | 9.4 | 6.4 | 2.3 | -0.7 | -18.1607 | -17.0431 | -10.5274 | -5.1829 | 1.1053 | 6.0644 | 7.801 | 7.4114 | 3.5586 | -3.7552 | -13.9304 | -16.2888 | -6.8 | 5 | 15 | 40 | 15 | 15 | -4.3 | 5 | 5 | 5 | 5 | 5 | 24 | 100 | 210 | 210 | 220 | 350 | [11 empty] | 1.28 | 1.28 | 1.68 | 1 | 1.01 | Ende
| 1810.6849 | 1692.7871 | EE0001a-Toravere | - | - | 15 | EE0001a |  | x | x | 0001a | EE |  | Toravere | Source: Meteonorm V6. | 2011 PHI. Vergleich mit EOSWEB Daten. | 58.45 | 26.783 | 59 | 8.6 | -4 | -4.6 | -1.2 | 6.4 | 11.1 | 15.6 | 18.8 | 17 | 11.8 | 6 | 0.7 | -3.7 | 5 | 10 | 19 | 32 | 51 | 58 | 55 | 39 | 24 | 13 | 5 | 3 | 10 | 21 | 51 | 69 | 103 | 112 | 104 | 79 | 49 | 24 | 9 | 5 | 32 | 59 | 98 | 95 | 103 | 101 | 102 | 94 | 75 | 53 | 25 | 19 | 10 | 23 | 51 | 72 | 94 | 101 | 97 | 79 | 50 | 27 | 10 | 6 | 13 | 31 | 74 | 107 | 155 | 169 | 161 | 123 | 73 | 36 | 13 | 7 | -5.9 | -7.2 | -5.8 | -0.3 | 3.8 | 9.5 | 13.3 | 11.6 | 7.5 | 3.2 | -1.3 | -5.7 | -16.3 | -18.2 | -15.6 | -8.1 | -3.2 | 2.8 | 7.5 | 6.1 | 1.4 | -3.7 | -9.3 | -15.4 | -15.4 | 6 | 12 | 41 | 12 | 16 | -11.1 | 5 | 7 | 26 | 9 | 12 | 22.3 | 73 | 152 | 122 | 110 | 196 | [11 empty] | 1.24 | 1.22 | 1.62 | 1.24 | 1.2 | Ende
| 1014.5142 | 1098.9904 | ES0006a-Bilbao | - | - | 16 | ES0006a |  | x | x | 0006a | ES | C1 (CTE) | Bilbao |  | spanisches PHPP 8 - prüfen!! Taupunkttemperaturen ?!?! | 43.3 | -2.93 | 34 | 7.1 | 8.7 | 9.5 | 10.6 | 11.9 | 15.4 | 18.1 | 20.3 | 20.6 | 19.2 | 16 | 11.4 | 9.3 | 13 | 16 | 25 | 30 | 38 | 39 | 42 | 36 | 27 | 20 | 15 | 11 | 24 | 36 | 51 | 56 | 70 | 77 | 82 | 76 | 62 | 48 | 30 | 22 | 57 | 70 | 75 | 69 | 71 | 66 | 75 | 83 | 87 | 89 | 64 | 57 | 26 | 36 | 51 | 56 | 74 | 77 | 82 | 78 | 64 | 49 | 31 | 23 | 39 | 52 | 82 | 100 | 131 | 141 | 149 | 131 | 103 | 74 | 44 | 34 | -0.3 | 0.5 | 1.6 | 2.9 | 6.4 | 9.1 | 11.3 | 11.6 | 10.2 | 7 | 2.4 | 0.3 | -0.4 | -0.4 | 1 | 3.3 | 5.7 | 8.7 | 11.5 | 11.6 | 10.1 | 7.1 | 2.4 | -0.3 | 6.8 | 19 | 45 | 82 | 43 | 65 | 7.4 | 10 | 17 | 27 | 16 | 27 | 23 | 70 | 200 | 240 | 200 | 330 | [11 empty] | 1.25 | 1.25 | 1.67 | 1.26 | 1.44 | Ende
| 1174.5845 | 1233.0778 | ES0004a-Lérida | - | - | - | ES0004a |  | x | x | 0004a | ES | D3 (CTE) | Lérida |  | ist ok - ggf. aktualisieren um 2. KL Datensatz (CTE) | 41.63 | 0.6 | 173 | 10 | 6 | 7.9 | 11.6 | 14.4 | 18.2 | 22.4 | 25.6 | 24.8 | 21 | 16.4 | 9.5 | 6.2 | 16 | 20 | 28 | 35 | 44 | 50 | 47 | 39 | 29 | 24 | 17 | 15 | 37 | 55 | 81 | 90 | 102 | 111 | 114 | 102 | 83 | 59 | 40 | 31 | 95 | 124 | 140 | 111 | 97 | 91 | 101 | 115 | 127 | 121 | 99 | 84 | 38 | 55 | 82 | 91 | 102 | 111 | 114 | 103 | 83 | 59 | 40 | 32 | 58 | 88 | 138 | 162 | 193 | 209 | 216 | 187 | 144 | 99 | 62 | 50 | 1.6 | 1.9 | 2.7 | 5.5 | 7 | 10.5 | 13.2 | 13.6 | 12.9 | 10 | 5.8 | 2.7 | -6.8 | -5.4 | -3.2 | 0.4 | 4.3 | 8.6 | 11.9 | 11.5 | 8.9 | 3.8 | -2.6 | -6.9 | 4.2 | 20 | 60 | 148 | 46 | 79 | 3.2 | 15 | 20 | 40 | 20 | 39 | 29 | 80 | 200 | 250 | 200 | 350 | [11 empty] | 1.25 | 1.24 | 1.73 | 1.34 | 1.56 | Ende
| 1764.1325 | 1846.3831 | ES0005a-Málaga | - | - | - | ES0005a |  | x | x | 0005a | ES | A3 (CTE) | Málaga | Source: CTE, Meteonorm V6. | 2011 PHI. EOSWEB Heiz- & Kühllastdaten. | 36.67 | -4.48 | 7 | 6.8 | 12.2 | 12.8 | 14 | 15.8 | 18.7 | 22.1 | 24.7 | 25.3 | 23.1 | 19.1 | 15.1 | 12.6 | 17 | 21 | 30 | 35 | 47 | 52 | 50 | 40 | 31 | 26 | 19 | 17 | 58 | 60 | 85 | 104 | 112 | 121 | 124 | 116 | 90 | 72 | 54 | 46 | 148 | 127 | 129 | 108 | 90 | 82 | 89 | 107 | 119 | 131 | 125 | 120 | 56 | 61 | 88 | 98 | 117 | 122 | 124 | 113 | 92 | 72 | 55 | 45 | 86 | 101 | 144 | 178 | 207 | 228 | 231 | 203 | 156 | 120 | 84 | 71 | 6.9 | 6.9 | 7.7 | 8.6 | 10.5 | 13.4 | 15.9 | 17.2 | 16 | 13.1 | 9.6 | 7.4 | -0.1 | 1.1 | 2.1 | 4.4 | 6.6 | 10.4 | 12.6 | 13.4 | 12 | 7.6 | 3.4 | 0.5 | 7.7 | 26 | 63 | 145 | 63 | 116 | 11.7 | 16 | 22 | 40 | 22 | 48 | 29.3 | 89 | 197 | 180 | 197 | 365 | [11 empty] | 1.25 | 1.24 | 1.82 | 1.4 | 1.73 | Ende
| 1717.1543 | 1806.3625 | ES0003a-Sevilla | - | - | - | ES0003a |  | x | x | 0003a | ES | B4 (CTE) | Sevilla |  | spanisches PHPP 8 - prüfen!! | 37.37 | -6.01 | 17 | 8.2 | 10.4 | 11.7 | 14 | 16.2 | 19.8 | 23.6 | 26.8 | 26.8 | 24.3 | 19.4 | 14.4 | 11 | 18 | 21 | 30 | 36 | 45 | 49 | 47 | 37 | 30 | 25 | 19 | 17 | 48 | 58 | 82 | 92 | 105 | 116 | 125 | 115 | 89 | 66 | 48 | 42 | 125 | 126 | 133 | 105 | 91 | 84 | 95 | 116 | 130 | 128 | 118 | 113 | 49 | 59 | 83 | 92 | 105 | 116 | 125 | 116 | 90 | 66 | 48 | 43 | 79 | 99 | 147 | 172 | 204 | 227 | 242 | 216 | 161 | 113 | 80 | 67 | 6.1 | 6.2 | 7.6 | 8.8 | 9.8 | 12.2 | 13.7 | 14.1 | 13.7 | 12 | 9.1 | 6.7 | -1.6 | -0.4 | 2.2 | 4.5 | 7.3 | 11.1 | 13.8 | 13.7 | 12.2 | 7.3 | 2.2 | -1.5 | 7.8 | 23 | 68 | 169 | 68 | 114 | 11.2 | 18 | 26 | 56 | 28 | 53 | 31.6 | 89 | 197 | 188 | 197 | 366 | [11 empty] | 1.24 | 1.23 | 1.78 | 1.4 | 1.76 | Ende
| 1147.0352 | 1200.7715 | ES0031a-Gerona | - | - | - | ES0031a |  | x | x | 0031a | ES | C2 (CTE) | Gerona | Source: CTE. | 2014 PHI | 41.9 | 1.25 | 129 | 11.5 | 6.7 | 7.9 | 9.7 | 11.6 | 15.4 | 19.5 | 22.8 | 22.4 | 19.9 | 15.2 | 10.2 | 7.7 | 15 | 18 | 25 | 31 | 41 | 48 | 47 | 38 | 27 | 22 | 17 | 14 | 42 | 50 | 70 | 80 | 90 | 93 | 112 | 103 | 80 | 65 | 46 | 38 | 115 | 106 | 109 | 95 | 82 | 77 | 90 | 105 | 116 | 127 | 114 | 106 | 43 | 51 | 71 | 81 | 95 | 96 | 108 | 97 | 81 | 67 | 46 | 35 | 62 | 73 | 109 | 135 | 161 | 172 | 195 | 170 | 125 | 94 | 65 | 54 | 2.3 | 3 | 4.6 | 6.2 | 9.1 | 12.2 | 14.8 | 15.5 | 13.9 | 10.7 | 5.9 | 3.2 | -6.1 | -4.1 | -1.3 | 0.9 | 5 | 9.5 | 12.2 | 12.2 | 10.1 | 4.2 | -1.9 | -5 | -0.1 | 20 | 40 | 115 | 45 | 65 | 0.7 | 15 | 30 | 60 | 35 | 45 | 25.8 | 75 | 195 | 155 | 195 | 345 | 16.2 | 23.7 | 50 | 165 | 235 | 165 | 270 | 16 | 4.5 | 26.8 | 2.1 | 1.25 | 1.24 | 1.72 | 1.34 | 1.56 | Ende
| 1098.7137 | 1177.8312 | ES0018b-Logroño | - | - | - | ES0018b |  | x | x | 0018b | ES | D2 (CTE) | Logroño | Source: CTE. Radiation = satellite data. | 2014 PHI | 42.45 | -2.33 | 352 | 12 | 5.8 | 7.3 | 9.4 | 11.5 | 15.1 | 18.9 | 22.1 | 21.8 | 19.2 | 14.4 | 9.1 | 6.3 | 15 | 20 | 29 | 35 | 45 | 51 | 49 | 40 | 30 | 23 | 16 | 14 | 31 | 43 | 66 | 74 | 88 | 100 | 108 | 97 | 76 | 51 | 33 | 28 | 76 | 91 | 109 | 89 | 86 | 85 | 97 | 109 | 115 | 98 | 76 | 70 | 32 | 43 | 67 | 74 | 88 | 100 | 108 | 98 | 76 | 51 | 33 | 28 | 50 | 71 | 114 | 132 | 165 | 186 | 200 | 176 | 131 | 84 | 53 | 44 | 1.7 | 1.9 | 2.7 | 4.6 | 7 | 9 | 12.8 | 12.3 | 11 | 9.4 | 4.9 | 2.6 | -5.8 | -4.6 | -2.2 | 0.4 | 3.9 | 7.4 | 10.5 | 9.8 | 7.8 | 3.1 | -1.9 | -5.1 | 1.2 | 20 | 41 | 101 | 42 | 67 | 2.3 | 15 | 20 | 31 | 20 | 40 | 24.6 | 75 | 200 | 180 | 200 | 355 | 14.8 | 24.3 | 50 | 175 | 230 | 175 | 275 | 16 | 1.9 | 24.9 | 3.6 | 1.25 | 1.25 | 1.71 | 1.29 | 1.48 | Ende
| 1014.372 | 1104.4607 | ES0032a-Santander | - | - | - | ES0032a |  | x | x | 0032a | ES | C1 (CTE) | Santander | Source: CTE. | 2015 PHI | 43.46 | -3.82 | 65 | 6.1 | 9.7 | 10.3 | 10.8 | 11.9 | 14.3 | 17 | 19.3 | 19.6 | 18.5 | 16.1 | 12.5 | 10.5 | 13 | 17 | 24 | 31 | 41 | 44 | 44 | 38 | 27 | 20 | 15 | 12 | 30 | 42 | 60 | 68 | 86 | 87 | 97 | 93 | 75 | 52 | 35 | 26 | 79 | 82 | 93 | 86 | 79 | 79 | 84 | 95 | 106 | 104 | 82 | 66 | 30 | 39 | 62 | 70 | 87 | 89 | 98 | 88 | 70 | 56 | 36 | 25 | 44 | 58 | 94 | 120 | 151 | 165 | 173 | 152 | 115 | 81 | 51 | 37 | 4.7 | 5.1 | 5.8 | 7.5 | 10 | 12.8 | 15.2 | 15.5 | 14.4 | 11.3 | 8.3 | 5.5 | -0.9 | 0 | 0.8 | 2.3 | 4.6 | 7.7 | 9.9 | 10.3 | 9.3 | 6.5 | 2.7 | 0.1 | 6.7 | 20 | 40 | 60 | 40 | 65 | 8.6 | 5 | 5 | 5 | 5 | 10 | 21.3 | 75 | 200 | 185 | 200 | 340 | 16.7 | 22 | 50 | 145 | 215 | 150 | 250 | 17 | 6.2 | 22.3 | 2.7 | 1.25 | 1.24 | 1.66 | 1.26 | 1.41 | Ende
| 1291.442 | 1377.9809 | ES0033a-Segovia | - | - | - | ES0033a |  | x | x | 0033a | ES | D2 (CTE) | Segovia | Source: CTE. | 2015 PHI | 40.95 | -4.13 | 1005 | 12.9 | 4 | 5.2 | 7.1 | 9.2 | 13.1 | 17.7 | 21.6 | 21.2 | 17.9 | 12.6 | 7.2 | 4.3 | 15 | 17 | 27 | 31 | 43 | 48 | 48 | 38 | 26 | 22 | 16 | 13 | 37 | 47 | 71 | 75 | 96 | 105 | 130 | 121 | 92 | 66 | 40 | 33 | 88 | 91 | 104 | 88 | 84 | 81 | 95 | 118 | 128 | 120 | 95 | 82 | 34 | 43 | 68 | 76 | 95 | 106 | 124 | 120 | 90 | 61 | 42 | 30 | 53 | 67 | 108 | 131 | 170 | 192 | 223 | 201 | 142 | 95 | 59 | 46 | 0.4 | 0.2 | 2.1 | 4.4 | 7.3 | 9.4 | 9.9 | 10.4 | 9 | 7.6 | 4.6 | 2.2 | -6 | -4.8 | -2.9 | -0.8 | 3.1 | 7.7 | 11.6 | 11.2 | 7.9 | 2.6 | -2.8 | -5.7 | 1.6 | 20 | 30 | 60 | 40 | 50 | 2 | 5 | 10 | 20 | 10 | 15 | 23.7 | 80 | 205 | 195 | 205 | 365 | 14.2 | 21.9 | 50 | 180 | 225 | 180 | 290 | 12 |  |  |  | 1.25 | 1.24 | 1.74 | 1.33 | 1.5 | Ende
| 1334.2593 | 1423.0177 | ES0034a-Ávilaz | - | - | - | ES0034a |  | x | x | 0034a | ES | E1 (CTE) | Ávilaz | Source: CTE. | 2015 PHI | 40.66 | -4.7 | 1130 | 12.8 | 3.1 | 4 | 5.6 | 7.6 | 11.5 | 16 | 19.9 | 19.4 | 16.5 | 11.2 | 6 | 3.4 | 15 | 18 | 26 | 31 | 44 | 50 | 51 | 39 | 26 | 22 | 15 | 14 | 44 | 51 | 77 | 85 | 105 | 111 | 131 | 125 | 95 | 73 | 47 | 37 | 113 | 108 | 118 | 101 | 91 | 84 | 96 | 118 | 133 | 141 | 115 | 97 | 45 | 52 | 80 | 85 | 105 | 111 | 132 | 124 | 95 | 73 | 48 | 34 | 62 | 77 | 119 | 145 | 186 | 202 | 228 | 207 | 148 | 104 | 65 | 53 | 0.8 | 0.3 | 0 | 1.4 | 4 | 6.1 | 6.1 | 6 | 6.9 | 6 | 2.6 | 1.1 | -6.9 | -6 | -4.4 | -2.4 | 1.5 | 6 | 9.9 | 9.4 | 6.5 | 1.2 | -4 | -6.6 | 0.8 | 15 | 25 | 55 | 30 | 40 | 2.1 | 10 | 20 | 35 | 20 | 30 | 22.1 | 75 | 210 | 180 | 205 | 355 | 7 | 21.2 | 50 | 180 | 230 | 180 | 290 | 9 |  |  |  | 1.25 | 1.24 | 1.74 | 1.32 | 1.51 | Ende
| 1054.7325 | 1129.9438 | ES0023b-Pamplona | - | - | - | ES0023b |  | x | x | 0023b | ES | D1 (CTE) | Pamplona | Source: CTE. | 2015 PHI | 42.78 | -1.65 | 459 | 13.4 | 5.2 | 6.3 | 9.1 | 10.9 | 14.7 | 18.6 | 21.2 | 21.4 | 18.2 | 14.1 | 9 | 6 | 14 | 17 | 25 | 31 | 44 | 47 | 49 | 37 | 26 | 21 | 13 | 13 | 30 | 43 | 71 | 73 | 90 | 105 | 114 | 110 | 89 | 63 | 39 | 27 | 72 | 90 | 109 | 90 | 84 | 84 | 98 | 112 | 129 | 123 | 95 | 71 | 31 | 46 | 70 | 72 | 91 | 105 | 122 | 107 | 92 | 63 | 39 | 28 | 45 | 64 | 107 | 127 | 161 | 190 | 209 | 182 | 138 | 92 | 54 | 40 | 1.1 | 1.3 | 2.5 | 4.6 | 7.9 | 10 | 11.6 | 11.6 | 10.3 | 8.4 | 5.3 | 2.8 | -5.4 | -3.5 | -2 | -0.1 | 3.3 | 7.3 | 10.5 | 10.3 | 8.2 | 3.7 | -1.7 | -4.3 | 1.2 | 15 | 35 | 105 | 35 | 50 | 3.7 | 10 | 10 | 15 | 10 | 15 | 22.9 | 75 | 200 | 195 | 200 | 350 | 14.5 | 21.9 | 50 | 180 | 250 | 175 | 280 | 14 |  |  |  | 1.25 | 1.25 | 1.7 | 1.27 | 1.49 | Ende
| 2968.8716 | 3074.2907 | ES0035a-Santa Cruz | - | - | - | ES0035a |  | x | x | 0035a | ES | A3 (CTE) | Santa Cruz | Source: CTE. | 2015 PHI | 28.46 | -16.25 | 36 | 7.4 | 17.9 | 18 | 18.6 | 19.1 | 20.5 | 22.2 | 24.6 | 25.1 | 24.4 | 22.4 | 20.7 | 18.8 | 31 | 32 | 41 | 47 | 64 | 71 | 71 | 54 | 43 | 38 | 31 | 29 | 78 | 84 | 106 | 111 | 125 | 117 | 130 | 124 | 111 | 104 | 80 | 74 | 158 | 142 | 125 | 91 | 67 | 56 | 63 | 83 | 116 | 154 | 157 | 161 | 78 | 84 | 105 | 110 | 123 | 121 | 129 | 125 | 111 | 105 | 78 | 76 | 115 | 129 | 168 | 188 | 212 | 211 | 226 | 216 | 183 | 154 | 120 | 107 | 11.1 | 11.5 | 11.2 | 11.2 | 12.2 | 13.7 | 15 | 16 | 16.4 | 15.9 | 14.1 | 12 | 5.5 | 5.3 | 6.1 | 6.1 | 7.9 | 9.7 | 11.5 | 12.8 | 12.2 | 12.4 | 8.4 | 6.5 | 15.6 | 35 | 60 | 120 | 70 | 90 | 17.2 | 5 | 5 | 5 | 5 | 5 | 28.6 | 115 | 205 | 135 | 205 | 350 | 18.3 | 27.5 | 70 | 185 | 185 | 185 | 310 | 19 |  |  |  | 1.21 | 1.19 | 1 | 1.45 | 1.72 | Ende
| 1218.2255 | 1267.2484 | ES0002b-Barcelona | - | - | - | ES0002b |  | x | x | 0002b | ES | B2 (CTE) | Barcelona | Source: CTE. | 2015 PHI. (LastermittlungPHI-141119) | 41.3 | 1.92 | 6 | 8.6 | 8.8 | 9.6 | 11.1 | 12.8 | 16 | 19.7 | 22.9 | 23 | 21.1 | 17.1 | 12.5 | 9.6 | 15 | 18 | 26 | 33 | 44 | 49 | 48 | 38 | 28 | 21 | 16 | 14 | 43 | 54 | 76 | 83 | 105 | 108 | 119 | 103 | 83 | 71 | 48 | 38 | 114 | 118 | 120 | 102 | 90 | 82 | 92 | 109 | 118 | 133 | 116 | 110 | 43 | 56 | 75 | 89 | 102 | 105 | 115 | 106 | 83 | 69 | 48 | 38 | 62 | 80 | 118 | 147 | 182 | 192 | 209 | 180 | 132 | 100 | 67 | 57 | 3.2 | 5 | 4.9 | 7.7 | 10.2 | 13.8 | 16.8 | 17.1 | 16.1 | 12.1 | 7.8 | 4.9 | -1.2 | -0.4 | 1.1 | 2.8 | 6 | 9.7 | 12.9 | 13 | 11.1 | 7.1 | 2.5 | -0.4 | 1.5 | 20 | 35 | 80 | 35 | 55 | 5.5 | 15 | 15 | 30 | 20 | 30 | 25.3 | 75 | 195 | 185 | 195 | 350 | 18.1 | 24.9 | 50 | 175 | 210 | 175 | 285 | 18.1 | 4.5 | 25.3 | 2.6 | 1.25 | 1.24 | 1.73 | 1.37 | 1.59 | Ende
| 1342.1458 | 1425.553 | ES0001b-Madrid | - | - | - | ES0001b |  | x | x | 0001b | ES | D3 (CTE) | Madrid | Source: CTE. | 2015 PHI. (LastermittlungPHI-141119) | 40.41 | -3.68 | 667 | 11.7 | 6.2 | 7.4 | 10 | 12.2 | 16.1 | 20.7 | 24.3 | 23.9 | 20.4 | 14.8 | 9.4 | 6.4 | 16 | 19 | 27 | 32 | 42 | 47 | 49 | 39 | 27 | 22 | 16 | 14 | 39 | 53 | 74 | 85 | 108 | 109 | 124 | 118 | 92 | 68 | 46 | 35 | 96 | 100 | 113 | 98 | 91 | 80 | 94 | 112 | 127 | 126 | 104 | 92 | 41 | 49 | 74 | 89 | 104 | 108 | 124 | 121 | 90 | 66 | 46 | 33 | 58 | 75 | 117 | 145 | 184 | 199 | 223 | 199 | 143 | 101 | 64 | 52 | 2.6 | 2 | 1.6 | 3.4 | 6.7 | 8.6 | 8.7 | 9.1 | 9.6 | 8.1 | 5 | 3.1 | -3.8 | -2.6 | 0 | 2.2 | 6.1 | 10.7 | 14.3 | 13.9 | 10.4 | 4.8 | -0.6 | -3.6 | 4.4 | 15 | 25 | 55 | 30 | 45 | 5.1 | 15 | 20 | 35 | 15 | 30 | 27.2 | 80 | 205 | 185 | 205 | 360 | 10.6 | 24.6 | 50 | 180 | 230 | 180 | 285 | 10.8 | 3.8 | 27.2 | 2.2 | 1.25 | 1.24 | 1.77 | 1.35 | 1.53 | Ende
| 1173.9826 | 1243.5006 | ES0030b-Zaragoza | - | - | - | ES0030b |  | x | x | 0030b | ES | D3 (CTE) | Zaragoza | Temp: AEMET 1981-2010 climate normals. Based on CTE data | 2015 PHI | 41.66 | -1 | 263 | 11.7 | 6.6 | 8.2 | 11.6 | 13.8 | 18 | 22.6 | 25.3 | 25 | 21.2 | 16.2 | 10.6 | 7 | 15 | 18 | 25 | 33 | 46 | 49 | 50 | 39 | 28 | 23 | 16 | 13 | 37 | 52 | 79 | 84 | 105 | 106 | 121 | 117 | 89 | 65 | 44 | 34 | 96 | 107 | 122 | 99 | 91 | 85 | 98 | 117 | 122 | 128 | 105 | 91 | 38 | 53 | 76 | 85 | 106 | 111 | 121 | 114 | 87 | 67 | 45 | 33 | 55 | 76 | 119 | 145 | 185 | 199 | 218 | 194 | 138 | 100 | 62 | 49 | 2 | 2.2 | 3.1 | 4.6 | 7.1 | 9.9 | 12.3 | 13.6 | 12.4 | 9.7 | 6.1 | 2.8 | -5.3 | -5 | -3.3 | -0.8 | 2.3 | 6.6 | 7.9 | 9 | 5.6 | 4.2 | -1.4 | -5 | 2.6 | 15 | 35 | 95 | 35 | 50 | 3.3 | 10 | 20 | 35 | 15 | 30 | 27.2 | 80 | 200 | 180 | 200 | 355 | 16.1 | 24.8 | 50 | 170 | 250 | 175 | 270 | 16 |  |  |  | 1.25 | 1.25 | 1.74 | 1.32 | 1.53 | Ende
| 1124.0827 | 1184.6356 | ES0036a-Huesca | - | - | - | ES0036a |  | x | x | 0036a | ES | D2 (CTE) | Huesca | Temp: AEMET 1981-2010 climate normals. Based on CTE data. | 2015 PHI | 42.08 | 0.33 | 541 | 11 | 5.2 | 6.9 | 10.1 | 12.1 | 16.1 | 21 | 24.1 | 23.7 | 19.8 | 15 | 9.3 | 5.5 | 16 | 18 | 25 | 32 | 42 | 50 | 51 | 39 | 28 | 23 | 16 | 14 | 38 | 57 | 79 | 90 | 108 | 113 | 127 | 116 | 92 | 70 | 48 | 35 | 96 | 122 | 128 | 110 | 92 | 86 | 99 | 120 | 128 | 137 | 111 | 99 | 37 | 58 | 86 | 95 | 105 | 114 | 130 | 118 | 92 | 73 | 45 | 35 | 57 | 80 | 125 | 157 | 188 | 204 | 223 | 195 | 143 | 103 | 64 | 51 | 1.7 | 2.6 | 3.7 | 4 | 8.2 | 10.1 | 11.4 | 12.5 | 12.4 | 9.2 | 5.5 | 3 | -6.6 | -5.3 | -3.7 | -3.3 | 2.6 | 5.3 | 7 | 8.5 | 8.4 | 4 | -1.2 | -4.8 | 1.6 | 15 | 45 | 130 | 40 | 60 | 3.3 | 15 | 20 | 35 | 20 | 35 | 25.8 | 75 | 205 | 170 | 205 | 355 | 15.1 | 23 | 50 | 175 | 225 | 175 | 275 | 15 |  |  |  | 1.25 | 1.24 | 1.72 | 1.31 | 1.53 | Ende
| 1764.673 | 1648.833 | FI0001a-Helsinki | - | - | 17 | FI0001a |  | x | x | 0001a | FI |  | Helsinki |  | IWEC? | 60.22 | 25 | 12 | 4.3 | -6.5 | -6.7 | -2.3 | 3.3 | 10.2 | 14.3 | 16.8 | 15.1 | 10 | 4.8 | -0.2 | -4.4 | 3 | 7 | 17 | 28 | 48 | 59 | 52 | 34 | 19 | 9 | 3 | 2 | 6 | 21 | 49 | 77 | 110 | 119 | 112 | 87 | 51 | 26 | 6 | 3 | 20 | 58 | 98 | 107 | 126 | 121 | 122 | 111 | 87 | 61 | 18 | 12 | 6 | 21 | 49 | 77 | 117 | 123 | 114 | 80 | 48 | 24 | 6 | 3 | 8 | 25 | 64 | 108 | 165 | 183 | 171 | 126 | 70 | 32 | 9 | 4 | -7.8 | -8.8 | -5.2 | -1.2 | 4.4 | 8.8 | 12.3 | 11.5 | 7 | 2.8 | -1.7 | -6 | -20.5026 | -24.3259 | -17.1625 | -8.8818 | -1.2998 | 3.9281 | 8.0774 | 6.5882 | 0.49845 | -6.2373 | -10.2356 | -18.5044 | -16.3007 | 10 | 20 | 45 | 15 | 20 | -13.5739 | 5 | 5 | 5 | 5 | 5 | 22 | 90 | 170 | 210 | 160 | 300 | [11 empty] | 1.2 | 1.19 | 1.56 | 1.04 | 0.95 | Ende
| 1756.3786 | 1643.2562 | FI0002a-Tampere | - | - | - | FI0002a |  | x | x | 0002a | FI |  | Tampere |  |  | 61.5 | 23.75 | 76 |  | -8 | -7.9 | -3.7 | 2.1 | 9.4 | 14.7 | 16.1 | 14.2 | 9.3 | 4.3 | -0.8 | -5.4 | 5 | 15 | 30 | 40 | 58 | 69 | 63 | 39 | 22 | 11 | 5 | 3 | 9 | 28 | 63 | 86 | 117 | 123 | 116 | 85 | 48 | 23 | 9 | 5 | 28 | 69 | 117 | 120 | 115 | 113 | 108 | 105 | 78 | 60 | 27 | 22 | 9 | 28 | 65 | 88 | 114 | 120 | 109 | 88 | 48 | 25 | 9 | 5 | 7 | 24 | 65 | 107 | 157 | 176 | 162 | 121 | 66 | 31 | 9 | 4 | [53 empty] | 1.19 | 1.18 | 1.55 | 0.9 | 0.84 | Ende
| 399.0961 | 426.8835 | FR0001a-Paris | - | - | 18 | FR0001a |  | x | x | 0001a | FR |  | Paris |  |  | 48.87 | 2.33 | 42 | 9.3 | 3.7 | 4.3 | 6.8 | 9.7 | 13.5 | 16.5 | 18.8 | 18.6 | 15.6 | 11.5 | 6.7 | 4.6 | 8 | 13 | 20 | 29 | 40 | 47 | 47 | 36 | 23 | 17 | 10 | 7 | 16 | 31 | 49 | 67 | 74 | 85 | 90 | 79 | 60 | 37 | 21 | 12 | 39 | 59 | 77 | 82 | 81 | 79 | 89 | 96 | 90 | 77 | 56 | 36 | 16 | 26 | 47 | 71 | 77 | 91 | 95 | 87 | 60 | 40 | 22 | 14 | 24 | 42 | 74 | 112 | 136 | 151 | 159 | 137 | 94 | 59 | 32 | 19 | 1.5 | 1.4 | 3.2 | 4.8 | 8.8 | 11.2 | 13.5 | 13.3 | 11.1 | 8.4 | 4.2 | 2.5 | -7.5788 | -8.2876 | -3.9758 | -0.18969 | 5.0302 | 7.9887 | 10.5552 | 10.0144 | 6.0765 | 0.35381 | -6.1277 | -7.5772 | -2.2 | 10 | 15 | 25 | 15 | 20 | -0.1 | 5 | 10 | 10 | 10 | 10 | 24 | 100 | 200 | 200 | 160 | 330 | [11 empty] | 1.27 | 1.28 | 1.71 | 1.05 | 1.26 | Ende
| 564.603 | 650.2687 | FR0002a-Nantes | - | - | - | FR0002a |  | x | x | 0002a | FR |  | Nantes |  |  | 47.23 | -1.58 | 27 | 10.5 | 5.2 | 6 | 7.9 | 10.3 | 13.5 | 16.8 | 19 | 18.4 | 16.4 | 12.7 | 8.3 | 5.9 | 9 | 14 | 22 | 31 | 42 | 49 | 46 | 38 | 26 | 18 | 11 | 9 | 21 | 34 | 55 | 81 | 85 | 102 | 99 | 93 | 69 | 43 | 27 | 19 | 59 | 74 | 96 | 98 | 87 | 90 | 97 | 109 | 108 | 88 | 73 | 56 | 22 | 31 | 58 | 75 | 88 | 104 | 108 | 95 | 75 | 49 | 29 | 21 | 31 | 50 | 89 | 128 | 150 | 179 | 181 | 157 | 114 | 70 | 40 | 28 | 2.8 | 2.9 | 4.4 | 6 | 9.4 | 12.2 | 14.3 | 13.6 | 12.1 | 9.5 | 5.6 | 3.5 | -8.6102 | -6.7081 | -3.2993 | 0.68027 | 5.4077 | 8.6689 | 11.2026 | 9.8579 | 6.6835 | 1.5955 | -6.3065 | -8.836 | -1.4742 | 10 | 20 | 70 | 25 | 30 | 1.0618 | 15 | 15 | 15 | 15 | 20 | 25 | 100 | 170 | 200 | 170 | 340 | [11 empty] | 1.25 | 1.26 | 1.61 | 1.09 | 1.27 | Ende
| 643.3052 | 642.0153 | FR0003a-Dijon | - | - | - | FR0003a |  | x | x | 0003a | FR |  | Dijon |  |  | 47.33 | 5.03 | 248 | 11 | 1.3 | 3.1 | 6.1 | 9.6 | 13.5 | 17 | 19.5 | 18.8 | 15.6 | 10.8 | 5.2 | 2 | 9 | 13 | 23 | 31 | 45 | 50 | 48 | 38 | 27 | 18 | 12 | 8 | 19 | 31 | 55 | 73 | 86 | 96 | 109 | 91 | 64 | 43 | 27 | 14 | 51 | 66 | 89 | 92 | 89 | 87 | 100 | 102 | 103 | 81 | 70 | 40 | 20 | 31 | 52 | 70 | 88 | 98 | 104 | 91 | 71 | 43 | 27 | 14 | 28 | 48 | 85 | 124 | 151 | 170 | 184 | 152 | 109 | 65 | 39 | 23 | -1.3 | -0.4 | 1 | 4 | 7.8 | 11.1 | 13.1 | 12.3 | 10.4 | 7.2 | 2.3 | -0.4 | -12.7844 | -10.1212 | -6.6265 | -1.1088 | 3.9814 | 7.8947 | 10.3188 | 9.0347 | 4.9186 | -0.79409 | -10.8655 | -10.0609 | -3.6377 | 20 | 40 | 90 | 40 | 60 | 0.28853 | 10 | 10 | 10 | 10 | 15 | 25 | 100 | 170 | 190 | 170 | 320 | [11 empty] | 1.27 | 1.28 | 1.74 | 1.13 | 1.32 | Ende
| 790.5357 | 802.619 | FR0004a-Lyon | - | - | - | FR0004a |  | x | x | 0004a | FR |  | Lyon |  |  | 45.77 | 4.83 | 299 | 10.4 | 2.6 | 4.5 | 7.2 | 10.3 | 14.3 | 17.9 | 20.7 | 20 | 17.1 | 12.5 | 6.7 | 3.2 | 10 | 15 | 24 | 30 | 42 | 50 | 50 | 37 | 26 | 18 | 12 | 8 | 21 | 32 | 57 | 72 | 85 | 96 | 111 | 90 | 68 | 40 | 24 | 18 | 54 | 64 | 96 | 90 | 83 | 88 | 98 | 104 | 107 | 80 | 55 | 47 | 21 | 30 | 59 | 79 | 89 | 96 | 107 | 94 | 69 | 43 | 23 | 16 | 32 | 48 | 91 | 124 | 150 | 172 | 189 | 158 | 114 | 67 | 36 | 26 | 0.2 | 0.9 | 2.6 | 4.4 | 9.6 | 11.4 | 13.5 | 13.9 | 10.9 | 8.9 | 3.5 | 0.9 | -10.8545 | -8.9913 | -5.1196 | -0.89036 | 5.5926 | 8.0735 | 10.576 | 10.4155 | 5.6697 | 0.6716 | -5.6332 | -10.6924 | -4.1554 | 25 | 40 | 85 | 40 | 65 | -2.5608 | 10 | 10 | 10 | 10 | 10 | 26 | 100 | 170 | 180 | 170 | 340 | [11 empty] | 1.27 | 1.27 | 1.75 | 1.16 | 1.38 | Ende
| 1061.927 | 1079.6267 | FR0006a-Marseille | - | - | - | FR0006a |  | x | x | 0006a | FR |  | Marseille |  |  | 43.3 | 5.37 | 10 | 10.1 | 7 | 8.1 | 10.3 | 13.1 | 16.9 | 20.7 | 23.7 | 23.1 | 20.4 | 16.2 | 11 | 8.1 | 13 | 16 | 25 | 32 | 44 | 52 | 48 | 37 | 27 | 21 | 13 | 12 | 37 | 43 | 76 | 95 | 106 | 118 | 119 | 108 | 84 | 61 | 43 | 33 | 112 | 98 | 127 | 109 | 98 | 93 | 105 | 118 | 125 | 120 | 103 | 96 | 41 | 45 | 74 | 90 | 114 | 122 | 126 | 113 | 86 | 59 | 37 | 33 | 55 | 68 | 120 | 153 | 191 | 208 | 218 | 189 | 139 | 93 | 57 | 46 | 2.2 | 2.9 | 4.4 | 6.7 | 10.4 | 13.4 | 15.2 | 15.5 | 13.9 | 11 | 6 | 3.6 | -14.0255 | -7.7237 | -3.6422 | 2.0497 | 7.0783 | 10.8775 | 13.3372 | 12.9123 | 8.7422 | 2.2745 | -7.4056 | -11.9464 | 1.7403 | 20 | 30 | 50 | 35 | 50 | 3.2894 | 15 | 25 | 40 | 20 | 35 | 27 | 100 | 160 | 180 | 180 | 340 | [11 empty] | 1.26 | 1.25 | 1.74 | 1.29 | 1.53 | Ende
| 513.8386 | 509.3026 | FR0007a-Brest | - | - | - | FR0007a |  | x | x | 0007a | FR |  | Brest |  |  | 48.45 | 4.42 | 103 | 7.1 | 8.8 | 8.6 | 9 | 9.5 | 11.9 | 14.4 | 16 | 17 | 16 | 13.8 | 10.9 | 9.2 | 9 | 14 | 23 | 32 | 45 | 52 | 49 | 38 | 26 | 18 | 11 | 7 | 16 | 27 | 50 | 74 | 96 | 100 | 97 | 87 | 65 | 38 | 24 | 15 | 50 | 57 | 82 | 85 | 89 | 82 | 87 | 97 | 97 | 76 | 61 | 43 | 19 | 30 | 49 | 65 | 89 | 89 | 86 | 86 | 65 | 42 | 24 | 16 | 27 | 43 | 80 | 116 | 156 | 159 | 158 | 141 | 103 | 61 | 35 | 22 | 5.4 | 5.2 | 6.3 | 6.9 | 9.7 | 12.2 | 13.7 | 14.6 | 12.9 | 10.8 | 7.5 | 5.7 | 0.1 | -1.1 | -0.3 | 0.2 | 2.7 | 5.5 | 7.3 | 8.6 | 7.1 | 5.4 | 1.8 | 0.3 | 1.5 | 30 | 40 | 65 | 40 | 55 | 5.9 | 5 | 5 | 10 | 5 | 10 | 22 | 100 | 170 | 180 | 170 | 310 | [11 empty] | 1.28 | 1.28 | 1.73 | 1.09 | 1.3 | Ende
| 745.3276 | 775.9409 | FR0008a-Clermont-Ferrand | - | - | - | FR0008a |  | x | x | 0008a | FR |  | Clermont-Ferrand |  |  | 45.78 | 3.17 | 330 | 11.4 | 3.1 | 3.5 | 7 | 8.8 | 13.4 | 17.3 | 18.3 | 18.9 | 14.7 | 11.4 | 5.6 | 3.3 | 11 | 15 | 25 | 32 | 46 | 47 | 52 | 40 | 29 | 18 | 12 | 10 | 23 | 35 | 60 | 82 | 100 | 98 | 115 | 96 | 69 | 47 | 28 | 19 | 65 | 74 | 96 | 92 | 84 | 82 | 91 | 101 | 104 | 92 | 72 | 54 | 29 | 35 | 62 | 76 | 83 | 96 | 98 | 94 | 73 | 51 | 32 | 23 | 37 | 54 | 97 | 127 | 153 | 171 | 180 | 158 | 117 | 74 | 42 | 31 | -0.1 | -0.7 | 1 | 2.7 | 7.4 | 10.4 | 11.4 | 12.1 | 9.3 | 7.5 | 2.7 | 0.3 | -7.9 | -8.4 | -6 | -4.2 | 1.5 | 5 | 5.9 | 6.9 | 3.6 | 1.6 | -5.1 | -7.3 | -4 | 20 | 40 | 85 | 40 | 65 | -2.7 | 10 | 15 | 25 | 15 | 20 | 29 | 100 | 170 | 190 | 180 | 330 | [11 empty] | 1.26 | 1.26 | 1.73 | 1.15 | 1.35 | Ende
| 998.2264 | 1027.3252 | FR0009a-Montpellier | - | - | - | FR0009a |  | x | x | 0009a | FR |  | Montpellier |  |  | 43.58 | 3.97 | 6 | 10.5 | 7.2 | 7.9 | 11.2 | 13.5 | 17.8 | 22.1 | 23.9 | 23.9 | 19.7 | 16.1 | 10.3 | 7.4 | 12 | 17 | 27 | 33 | 48 | 52 | 52 | 38 | 28 | 21 | 15 | 12 | 34 | 49 | 75 | 87 | 112 | 117 | 127 | 109 | 80 | 54 | 39 | 28 | 101 | 103 | 120 | 105 | 97 | 92 | 102 | 114 | 118 | 109 | 97 | 91 | 38 | 47 | 73 | 96 | 102 | 116 | 121 | 109 | 85 | 58 | 41 | 36 | 52 | 71 | 118 | 148 | 184 | 207 | 215 | 183 | 134 | 87 | 57 | 44 | 2.6 | 1.2 | 3.9 | 6.1 | 10.8 | 13.4 | 14.1 | 15.6 | 12.5 | 11.2 | 5.2 | 2.4 | -4.1 | -6.3 | -2.2 | -0.3 | 5.3 | 8.1 | 9.2 | 10.8 | 7.5 | 5.7 | -2 | -4.7 | 2.5 | 20 | 30 | 75 | 30 | 50 | 3.2 | 20 | 30 | 55 | 30 | 50 | 28 | 100 | 170 | 180 | 170 | 340 | [11 empty] | 1.25 | 1.25 | 1.73 | 1.25 | 1.48 | Ende
| 579.9579 | 548.3698 | FR0010a-Nancy | - | - | - | FR0010a |  | x | x | 0010a | FR |  | Nancy |  |  | 48.68 | 6.22 | 217 | 11.5 | 2 | 3.5 | 6.7 | 9.6 | 14.3 | 17.9 | 19 | 19.5 | 15 | 10.9 | 5.7 | 2.9 | 8 | 14 | 24 | 29 | 45 | 52 | 51 | 37 | 26 | 18 | 10 | 7 | 15 | 28 | 47 | 74 | 97 | 104 | 102 | 93 | 63 | 36 | 18 | 13 | 44 | 56 | 80 | 89 | 88 | 84 | 92 | 99 | 93 | 69 | 48 | 34 | 18 | 27 | 49 | 71 | 86 | 91 | 101 | 86 | 63 | 40 | 22 | 13 | 25 | 43 | 79 | 117 | 153 | 163 | 170 | 146 | 101 | 59 | 30 | 20 | -0.2 | 0.1 | 2.2 | 3.9 | 8.9 | 11.1 | 12.5 | 13.3 | 10.5 | 7.9 | 3.6 | 0.8 | -7.4 | -7.3 | -4.3 | -2.8 | 2.9 | 5.3 | 7 | 8.2 | 5 | 2.3 | -2.8 | -6.2 | -5.8 | 10 | 20 | 50 | 20 | 30 | -2.1 | 10 | 10 | 15 | 10 | 15 | 24 | 100 | 170 | 190 | 170 | 320 | [11 empty] | 1.29 | 1.29 | 1.77 | 1.07 | 1.28 | Ende
| 1083.992 | 1084.9618 | FR0011a-Nice | - | - | - | FR0011a |  | x | x | 0011a | FR |  | Nice |  |  | 43.65 | 7.2 | 10 | 6.3 | 8.5 | 9.2 | 11.6 | 13.5 | 18 | 21.8 | 23.6 | 24.3 | 20.5 | 16.9 | 12 | 9 | 14 | 17 | 28 | 34 | 44 | 58 | 51 | 39 | 29 | 22 | 14 | 12 | 35 | 46 | 73 | 89 | 110 | 118 | 125 | 111 | 83 | 59 | 39 | 31 | 101 | 104 | 120 | 104 | 95 | 92 | 102 | 114 | 122 | 114 | 103 | 96 | 37 | 51 | 72 | 84 | 101 | 125 | 120 | 110 | 85 | 61 | 43 | 31 | 54 | 73 | 118 | 147 | 186 | 205 | 214 | 184 | 137 | 92 | 58 | 47 | 2.4 | 2.2 | 5.6 | 8.1 | 12.6 | 16.2 | 17.2 | 18 | 14.3 | 11.9 | 6.5 | 2.3 | -4.5 | -4.4 | -0.7 | 1.4 | 7.1 | 9.7 | 11.7 | 12.6 | 9.4 | 6.3 | 0 | -3.8 | 5.6 | 25 | 30 | 40 | 30 | 40 | 8.5 | 10 | 10 | 15 | 10 | 15 | 27 | 90 | 170 | 180 | 170 | 330 | [11 empty] | 1.25 | 1.25 | 1.73 | 1.3 | 1.54 | Ende
| 666.5787 | 622.5709 | FR0012a-Strasbourg | - | - | - | FR0012a |  | x | x | 0012a | FR |  | Strasbourg |  |  | 48.55 | 7.63 | 154 | 10.7 | 1.8 | 3.5 | 7.1 | 10.7 | 15.6 | 19 | 19.6 | 20.1 | 15.5 | 11.1 | 5.5 | 2.7 | 9 | 15 | 22 | 33 | 44 | 51 | 53 | 39 | 26 | 17 | 10 | 7 | 15 | 28 | 52 | 75 | 99 | 96 | 107 | 87 | 59 | 36 | 17 | 12 | 40 | 59 | 88 | 89 | 90 | 85 | 90 | 96 | 90 | 71 | 44 | 35 | 18 | 28 | 51 | 73 | 88 | 91 | 100 | 89 | 65 | 39 | 21 | 14 | 25 | 44 | 81 | 119 | 155 | 162 | 167 | 145 | 99 | 56 | 29 | 20 | -0.4 | 0.1 | 2.3 | 4.2 | 9.2 | 12.1 | 13.5 | 14.2 | 10.9 | 8.1 | 3.4 | 0.7 | -7.7 | -7.5 | -4.4 | -2.3 | 3.7 | 6.7 | 7.8 | 9.3 | 5.7 | 2.4 | -3.2 | -6.4 | -5.2 | 10 | 15 | 45 | 20 | 25 | -3 | 10 | 10 | 15 | 10 | 15 | 25 | 90 | 170 | 190 | 170 | 330 | [11 empty] | 1.29 | 1.3 | 1.81 | 1.1 | 1.31 | Ende
| 470.1174 | 561.0435 | FR0013a-Rennes | - | - | - | FR0013a |  | x | x | 0013a | FR |  | Rennes |  |  | 48.12 | -1.68 | 30 | 9.6 | 6.1 | 6.6 | 9 | 10.6 | 14.4 | 17.6 | 18.8 | 19.5 | 16.7 | 13.2 | 8.7 | 6.2 | 9 | 15 | 24 | 33 | 46 | 50 | 50 | 39 | 26 | 19 | 10 | 8 | 19 | 28 | 55 | 74 | 96 | 99 | 103 | 95 | 65 | 44 | 24 | 16 | 55 | 63 | 95 | 94 | 90 | 86 | 93 | 99 | 103 | 83 | 68 | 46 | 21 | 31 | 57 | 81 | 85 | 93 | 96 | 87 | 74 | 40 | 26 | 17 | 30 | 46 | 87 | 123 | 154 | 167 | 170 | 148 | 108 | 66 | 37 | 24 | 3.8 | 3.6 | 5.1 | 5.9 | 9.4 | 11.8 | 13.1 | 13.9 | 11.6 | 10.2 | 6.4 | 4 | -2.8 | -3.1 | -1.7 | -0.7 | 3.5 | 6.4 | 7.8 | 8.7 | 5.9 | 4.8 | 0 | -2.8 | -1.9 | 20 | 30 | 50 | 35 | 40 | 1.9 | 10 | 15 | 20 | 10 | 15 | 25 | 100 | 190 | 230 | 200 | 360 | [11 empty] | 1.26 | 1.26 | 1.61 | 1.05 | 1.23 | Ende
| 736.9667 | 745.896 | FR0014a-Mâcon | - | - | - | FR0014a |  | x | x | 0014a | FR |  | Mâcon |  |  | 46.3 | 4.83 | 175 | 9.6 | 3 | 4.2 | 8.2 | 10.9 | 15.7 | 19.5 | 20.6 | 20.9 | 16.3 | 12.3 | 6.3 | 3.5 | 10 | 14 | 25 | 32 | 44 | 52 | 49 | 38 | 27 | 18 | 11 | 8 | 18 | 29 | 53 | 77 | 93 | 100 | 109 | 100 | 69 | 40 | 24 | 14 | 46 | 62 | 86 | 92 | 88 | 87 | 97 | 104 | 103 | 83 | 55 | 42 | 20 | 31 | 56 | 73 | 89 | 101 | 111 | 91 | 71 | 49 | 25 | 17 | 30 | 47 | 89 | 125 | 157 | 174 | 189 | 158 | 114 | 66 | 35 | 25 | 0.7 | 0.7 | 2.9 | 4.6 | 9.6 | 12.2 | 13.4 | 14 | 11.2 | 8.9 | 3.9 | 1.3 | -6.5 | -6.4 | -3.5 | -1.8 | 4.2 | 6.6 | 8.2 | 9 | 5.8 | 3.3 | -2.9 | -5.1 | -3.2 | 15 | 25 | 60 | 30 | 40 | 1.8 | 5 | 5 | 10 | 5 | 10 | 25 | 100 | 190 | 200 | 210 | 390 | [11 empty] | 1.27 | 1.27 | 1.75 | 1.14 | 1.34 | Ende
| 675.3571 | 753.3092 | FR0015a-La Rochelle | - | - | - | FR0015a |  | x | x | 0015a | FR |  | La Rochelle |  |  | 46.17 | -1.15 | 4 | 7.4 | 6.8 | 7.2 | 10 | 11.8 | 15.5 | 18.7 | 19.9 | 20.7 | 18.1 | 14.8 | 9.6 | 7 | 11 | 15 | 26 | 35 | 46 | 53 | 50 | 40 | 27 | 21 | 13 | 10 | 25 | 36 | 63 | 82 | 99 | 112 | 120 | 104 | 74 | 50 | 29 | 22 | 68 | 81 | 110 | 103 | 92 | 94 | 101 | 111 | 108 | 97 | 80 | 59 | 26 | 36 | 68 | 84 | 100 | 105 | 108 | 100 | 76 | 51 | 33 | 24 | 36 | 56 | 102 | 139 | 167 | 190 | 196 | 169 | 120 | 78 | 45 | 31 | 4.5 | 4.1 | 5.7 | 6.8 | 10.6 | 13.2 | 14.7 | 15.4 | 12.7 | 11.4 | 7.1 | 4.8 | -2.6 | -2.7 | -1.2 | 0.5 | 4.4 | 7.8 | 9 | 9.9 | 7.2 | 5.9 | 0.4 | -2.6 | 0 | 10 | 15 | 40 | 20 | 25 | 5.2 | 10 | 15 | 25 | 15 | 20 | 26 | 90 | 210 | 220 | 200 | 380 | [11 empty] | 1.25 | 1.25 | 1.63 | 1.13 | 1.3 | Ende
| 974.6545 | 992.4478 | FR0016a-Carpentras | - | - | - | FR0016a |  | x | x | 0016a | FR |  | Carpentras |  |  | 44.05 | 5.05 | 95 | 12.7 | 5.5 | 5.8 | 9.8 | 11.3 | 15.1 | 18.9 | 22.9 | 21.3 | 18.4 | 13.9 | 8.7 | 5.4 | 12 | 16 | 26 | 32 | 46 | 54 | 49 | 39 | 30 | 21 | 13 | 12 | 32 | 45 | 74 | 93 | 116 | 119 | 123 | 120 | 85 | 56 | 39 | 29 | 99 | 95 | 120 | 108 | 98 | 95 | 104 | 118 | 120 | 108 | 102 | 88 | 38 | 46 | 73 | 90 | 101 | 122 | 135 | 110 | 85 | 62 | 43 | 29 | 51 | 67 | 118 | 152 | 188 | 209 | 222 | 190 | 136 | 89 | 56 | 44 | 2 | 1.1 | 3.9 | 5.9 | 9.7 | 13 | 15.8 | 13.6 | 12.7 | 10.4 | 4 | 2.1 | -5.5 | -6.8 | -2.8 | -1.2 | 3.5 | 6.5 | 10.1 | 7.9 | 7 | 4.1 | -3.7 | -5 | 0.9 | 15 | 20 | 55 | 25 | 35 | 5.5 | 5 | 10 | 15 | 10 | 10 | 27 | 90 | 180 | 180 | 220 | 330 | [11 empty] | 1.26 | 1.25 | 1.74 | 1.24 | 1.5 | Ende
| 888.6856 | 947.5313 | FR0017a-Agen | - | - | - | FR0017a |  | x | x | 0017a | FR |  | Agen |  |  | 44.2 | 0.62 | 50 | 11.2 | 6 | 6.7 | 10 | 12.1 | 16.2 | 20.2 | 21.2 | 21.6 | 17.8 | 14.3 | 8.4 | 5.8 | 12 | 17 | 27 | 35 | 49 | 50 | 53 | 40 | 27 | 22 | 14 | 10 | 26 | 35 | 62 | 78 | 108 | 98 | 111 | 99 | 79 | 48 | 30 | 20 | 61 | 76 | 98 | 92 | 87 | 84 | 95 | 101 | 109 | 95 | 69 | 57 | 25 | 37 | 65 | 77 | 91 | 101 | 110 | 96 | 74 | 55 | 32 | 24 | 39 | 57 | 103 | 133 | 164 | 177 | 192 | 163 | 123 | 81 | 45 | 33 | 3.9 | 3.4 | 5.1 | 6.8 | 10.9 | 13.6 | 14.6 | 15.6 | 12.6 | 11.1 | 6.2 | 4 | -3.1 | -3.6 | -1.3 | 0.6 | 4.9 | 9 | 9.2 | 10.6 | 7 | 5.3 | -0.4 | -3 | -0.2 | 15 | 30 | 70 | 30 | 40 | 3.4 | 10 | 10 | 15 | 10 | 15 | 28 | 90 | 190 | 180 | 190 | 340 | [11 empty] | 1.25 | 1.25 | 1.69 | 1.21 | 1.42 | Ende
| 819.5971 | 889.5529 | FR0005b-Bordeaux | - | - | - | FR0005b |  | x | x | 0005b | FR |  | Bordeaux | Source: Meteonorm V7. | 2014 PHI. PassREg. Compared with EOSWEB, IWEC, WWR data. | 44.83 | -0.57 | 11 | 11 | 6.1 | 7.2 | 9 | 11.5 | 14.7 | 17.9 | 20.3 | 20 | 18.1 | 14.1 | 9.3 | 6.6 | 10 | 15 | 26 | 31 | 40 | 48 | 47 | 37 | 25 | 21 | 13 | 10 | 26 | 36 | 62 | 77 | 85 | 95 | 101 | 98 | 74 | 51 | 33 | 24 | 71 | 75 | 97 | 93 | 85 | 83 | 94 | 104 | 114 | 97 | 83 | 69 | 27 | 37 | 59 | 80 | 88 | 95 | 103 | 93 | 80 | 51 | 31 | 24 | 39 | 56 | 96 | 130 | 155 | 169 | 183 | 159 | 124 | 80 | 47 | 34 | 3.2 | 3.6 | 4.6 | 6.7 | 10.1 | 13.2 | 15.2 | 14.9 | 13.4 | 10.4 | 6 | 3.7 | -4.2 | -4.6 | -2.7 | 0.1 | 4.9 | 8.8 | 10.2 | 10.5 | 7.3 | 4.7 | -0.1 | -3.2 | -3.1 | 15 | 25 | 75 | 25 | 35 | 0.5 | 10 | 15 | 35 | 20 | 25 | 30.1 | 95 | 202 | 197 | 202 | 356 |  | 27.4 | 65 | 167 | 248 | 167 | 276 |  |  |  |  | 1.25 | 1.25 | 1.66 | 1.2 | 1.36 | Ende
| 75.6834 | 178.5836 | GB0001a-London (Central) | 1 | 1 | 19 | GB0001a |  | x | x | 0001a | GB | Zone 01 - London | London (Central) | Source: Meteonorm V6. | 2011 PHI & BRE. | 51.517 | -0.111 | 18 | 7.1 | 6.1 | 6.7 | 8.2 | 10.2 | 13.5 | 16.7 | 18.4 | 19.1 | 16.2 | 12.5 | 8.7 | 6.2 | 7 | 10 | 20 | 30 | 42 | 49 | 46 | 35 | 24 | 16 | 8 | 5 | 12 | 20 | 41 | 59 | 80 | 88 | 87 | 73 | 53 | 33 | 18 | 10 | 36 | 45 | 71 | 75 | 81 | 78 | 80 | 83 | 80 | 67 | 46 | 28 | 16 | 23 | 45 | 60 | 80 | 85 | 79 | 73 | 55 | 36 | 19 | 11 | 19 | 32 | 66 | 99 | 133 | 143 | 138 | 120 | 84 | 51 | 25 | 15 | 2.6 | 2.3 | 3.6 | 4.5 | 7.8 | 10.5 | 12.1 | 12.6 | 10.6 | 8 | 5.2 | 2.9 | -4.7 | -4.6 | -3.3 | -2 | 1.6 | 4.4 | 6.9 | 7.7 | 5.1 | 2.1 | -1.5 | -3.8 | 1.4 | 9 | 15 | 46 | 20 | 26 | 3.9 | 6 | 7 | 17 | 10 | 13 | 22.2 | 46 | 100 | 107 | 97 | 152 | [11 empty] | 1.28 | 1.28 | 1.66 | 1.01 | 1.15 | Ende
| 42.7638 | 160.8828 | GB0002a-Silsoe | 2 | 2 | - | GB0002a |  | x | x | 0002a | GB | Zone 02 - Thames Valley | Silsoe | Source: Meteonorm V6. | 2011 PHI & BRE. | 52.017 | -0.417 | 59 | 9.2 | 4.6 | 5.2 | 6.7 | 8.7 | 12 | 15.2 | 16.9 | 17.6 | 14.7 | 11 | 7.2 | 4.7 | 8 | 11 | 20 | 30 | 42 | 50 | 46 | 36 | 25 | 16 | 9 | 6 | 15 | 21 | 45 | 62 | 86 | 94 | 89 | 76 | 55 | 35 | 18 | 11 | 46 | 51 | 78 | 80 | 88 | 84 | 83 | 87 | 81 | 72 | 50 | 36 | 19 | 26 | 48 | 65 | 83 | 87 | 80 | 73 | 55 | 37 | 21 | 12 | 22 | 34 | 70 | 102 | 141 | 150 | 143 | 123 | 85 | 53 | 27 | 16 | 2.6 | 2.3 | 3.6 | 4.6 | 7.9 | 10.5 | 12.1 | 12.7 | 10.6 | 8 | 5.1 | 2.9 | -4.7 | -4.6 | -3.3 | -2 | 1.7 | 4.4 | 7 | 7.7 | 5.1 | 2 | -1.5 | -3.8 | -1.5 | 9 | 16 | 46 | 19 | 24 | 0.6 | 7 | 11 | 26 | 11 | 17 | 21.4 | 49 | 126 | 137 | 109 | 181 | [11 empty] | 1.28 | 1.28 | 1.66 | 0.97 | 1.09 | Ende
| 116.662 | 213.377 | GB0003a-London Gatwick | 3 | 3 | - | GB0003a |  | x | x | 0003a | GB | Zone 03 - South East England | London Gatwick | Source: Meteonorm V6. | 2011 PHI & BRE. | 51.15 | -0.183 | 59 | 8.9 | 5.1 | 5.4 | 7.1 | 9 | 12.4 | 15.5 | 17.1 | 17.6 | 14.8 | 11.2 | 7.5 | 5.3 | 7 | 12 | 20 | 30 | 41 | 48 | 47 | 37 | 24 | 16 | 9 | 6 | 15 | 26 | 43 | 68 | 89 | 89 | 94 | 81 | 55 | 34 | 18 | 11 | 45 | 58 | 73 | 89 | 88 | 79 | 89 | 92 | 83 | 70 | 50 | 31 | 18 | 26 | 46 | 72 | 81 | 86 | 93 | 80 | 57 | 39 | 22 | 11 | 22 | 38 | 68 | 112 | 144 | 145 | 155 | 131 | 87 | 53 | 27 | 16 | 2.9 | 2.4 | 3.7 | 4.6 | 7.9 | 10.6 | 12.4 | 13 | 10.9 | 8.4 | 5.4 | 3.2 | -3.9 | -4.6 | -2.8 | -2.1 | 1.9 | 4.6 | 6.9 | 7.7 | 5.5 | 2.6 | -1.3 | -2.7 | -0.9 | 8 | 13 | 39 | 16 | 21 | 1.5 | 6 | 6 | 12 | 9 | 13 | 21.4 | 49 | 106 | 122 | 115 | 170 | [11 empty] | 1.28 | 1.28 | 1.66 | 0.98 | 1.14 | Ende
| 200.1246 | 311.9949 | GB0004a-Efford | 4 | 4 | - | GB0004a |  | x | x | 0004a | GB | Zone 04 - South England | Efford | Source: Meteonorm V6. | 2011 PHI & BRE. | 50.733 | -1.567 | 16 | 9.8 | 6 | 6.1 | 7.6 | 9.3 | 12.5 | 15.2 | 17.1 | 17.7 | 15.4 | 12.3 | 8.6 | 6.2 | 8 | 13 | 22 | 31 | 44 | 51 | 49 | 37 | 25 | 17 | 10 | 7 | 16 | 30 | 48 | 82 | 99 | 94 | 101 | 86 | 60 | 38 | 23 | 13 | 53 | 73 | 84 | 104 | 98 | 86 | 93 | 98 | 92 | 79 | 65 | 43 | 22 | 33 | 53 | 76 | 93 | 96 | 94 | 88 | 64 | 43 | 26 | 14 | 25 | 46 | 77 | 127 | 158 | 159 | 162 | 140 | 95 | 59 | 32 | 20 | 3.4 | 3.1 | 4.3 | 5.2 | 8.3 | 11.2 | 12.8 | 13.6 | 11.4 | 9 | 5.8 | 3.7 | -3.4 | -4.3 | -2.5 | -1.9 | 1.7 | 4.9 | 7 | 8 | 5.7 | 3.2 | -1.1 | -2.3 | -0.3 | 9 | 20 | 66 | 21 | 28 | 2.4 | 7 | 9 | 18 | 11 | 17 | 21 | 47 | 117 | 150 | 136 | 201 | [11 empty] | 1.27 | 1.27 | 1.62 | 0.96 | 1.14 | Ende
| 294.8774 | 413.0061 | GB0005a-Exeter | 5 | 5 | - | GB0005a |  | x | x | 0005a | GB | Zone 05 - South West | Exeter | Source: Meteonorm V6. | 2011 PHI & BRE. | 50.73 | -3.41 | 30 | 7.9 | 6.3 | 6.7 | 8 | 9.5 | 12.5 | 15.4 | 17.2 | 17.4 | 15.1 | 12.1 | 8.6 | 6.4 | 8 | 12 | 22 | 30 | 44 | 48 | 46 | 35 | 24 | 16 | 9 | 7 | 14 | 24 | 46 | 69 | 91 | 93 | 91 | 81 | 58 | 34 | 19 | 11 | 43 | 57 | 79 | 88 | 89 | 83 | 85 | 91 | 87 | 72 | 51 | 33 | 17 | 28 | 50 | 70 | 85 | 86 | 87 | 78 | 60 | 40 | 22 | 14 | 23 | 38 | 74 | 112 | 147 | 152 | 149 | 129 | 91 | 55 | 29 | 18 | 3.9 | 3.6 | 4.9 | 5.7 | 8.2 | 11 | 12.1 | 13.1 | 11.3 | 9.1 | 6.1 | 4.2 | -2.4 | -3.1 | -1.8 | -1 | 1.9 | 5.2 | 6.7 | 8 | 5.8 | 3.5 | -0.3 | -2.4 | -0.3 | 10 | 16 | 49 | 21 | 27 | 2.6 | 8 | 10 | 25 | 15 | 18 | 20 | 47 | 125 | 146 | 121 | 197 | [11 empty] | 1.26 | 1.26 | 1.59 | 0.91 | 1.12 | Ende
| 165.0184 | 283.1623 | GB0006a-Lyneham | 6 | 6 | - | GB0006a |  | x | x | 0006a | GB | Zone 06 - Severn | Lyneham | Source: Meteonorm V6. | 2011 PHI & BRE. | 51.5 | -1.983 | 145 | 8 | 4.5 | 5.1 | 6.6 | 8.3 | 11.5 | 14.5 | 16.2 | 16.7 | 14.2 | 10.7 | 7.1 | 4.7 | 7 | 11 | 21 | 31 | 42 | 48 | 46 | 36 | 23 | 15 | 9 | 5 | 13 | 22 | 43 | 66 | 87 | 88 | 92 | 75 | 53 | 33 | 18 | 10 | 40 | 54 | 73 | 86 | 84 | 80 | 84 | 86 | 80 | 68 | 49 | 31 | 17 | 27 | 47 | 67 | 80 | 85 | 82 | 75 | 58 | 36 | 21 | 11 | 20 | 35 | 68 | 108 | 139 | 146 | 145 | 124 | 85 | 50 | 27 | 15 | 2.4 | 2.1 | 3.3 | 4.1 | 7.2 | 9.9 | 11.5 | 12.3 | 10.3 | 7.9 | 5 | 2.8 | -4.5 | -4.8 | -3.6 | -2.6 | 1 | 3.8 | 6.1 | 7.1 | 4.8 | 2.2 | -1.8 | -3.4 | -1.5 | 8 | 17 | 63 | 20 | 25 | 0.8 | 6 | 6 | 12 | 9 | 13 | 20.5 | 44 | 66 | 78 | 71 | 119 | [11 empty] | 1.27 | 1.27 | 1.62 | 0.92 | 1.09 | Ende
| 119.7581 | 198.2783 | GB0007a-Sutton Bonnington | 7 | 7 | - | GB0007a |  | x | x | 0007a | GB | Zone 07 - Midlands | Sutton Bonnington | Source: Meteonorm V6. | 2011 PHI & BRE. | 52.833 | -1.25 | 48 | 7.9 | 4.7 | 5.1 | 6.6 | 8.5 | 11.6 | 14.6 | 16.4 | 16.9 | 14.3 | 10.6 | 7 | 4.6 | 6 | 10 | 19 | 30 | 41 | 46 | 44 | 35 | 22 | 14 | 8 | 5 | 12 | 21 | 36 | 64 | 81 | 80 | 82 | 74 | 48 | 28 | 16 | 9 | 40 | 49 | 60 | 81 | 82 | 74 | 79 | 85 | 76 | 59 | 45 | 27 | 16 | 23 | 39 | 64 | 76 | 74 | 75 | 72 | 52 | 33 | 19 | 10 | 19 | 32 | 58 | 101 | 131 | 130 | 132 | 118 | 78 | 44 | 24 | 13 | 2.4 | 2.1 | 3.4 | 4.3 | 7.1 | 9.8 | 11.5 | 12.2 | 10.2 | 7.6 | 4.9 | 2.7 | -4.6 | -4.5 | -2.9 | -2.4 | 1 | 4.2 | 6.5 | 7.2 | 5 | 2.1 | -1.7 | -4 | -1.5 | 6 | 12 | 37 | 13 | 17 | 1 | 4 | 4 | 7 | 6 | 9 | 19.8 | 51 | 128 | 142 | 119 | 187 | [11 empty] | 1.28 | 1.28 | 1.63 | 0.94 | 1.03 | Ende
| 271.933 | 328.53 | GB0008a-Fairfield | 8 | 8 | - | GB0008a |  | x | x | 0008a | GB | Zone 08 - West Pennines | Fairfield | Source: Meteonorm V6. | 2011 PHI & BRE. | 53.8 | -2.883 | 24 | 5.1 | 5.2 | 5.7 | 7.2 | 9.1 | 12.3 | 14.7 | 16.4 | 16.9 | 14.8 | 11.5 | 8.2 | 5.6 | 6 | 10 | 20 | 30 | 46 | 52 | 47 | 36 | 22 | 14 | 7 | 5 | 11 | 20 | 44 | 69 | 95 | 101 | 94 | 78 | 50 | 29 | 15 | 9 | 32 | 48 | 79 | 92 | 97 | 91 | 92 | 90 | 79 | 62 | 44 | 28 | 12 | 23 | 48 | 72 | 92 | 93 | 92 | 78 | 53 | 34 | 18 | 10 | 16 | 31 | 68 | 109 | 151 | 159 | 153 | 123 | 79 | 45 | 22 | 13 | 2.6 | 2.3 | 3.4 | 4.5 | 7.3 | 9.9 | 11.6 | 12.5 | 10.4 | 7.6 | 5.1 | 2.8 | -4 | -4.4 | -3.3 | -2.3 | 0.8 | 3.3 | 5.9 | 7.2 | 5.2 | 2.2 | -1.1 | -4.1 | 0 | 7 | 12 | 46 | 16 | 19 | 3.1 | 5 | 6 | 21 | 10 | 12 | 19.9 | 43 | 111 | 127 | 100 | 166 | [11 empty] | 1.28 | 1.28 | 1.59 | 0.73 | 0.87 | Ende
| 363.3569 | 389.5693 | GB0009a-Carlise | 9 | 9 | - | GB0009a |  | x | x | 0009a | GB | Zone 09 - NW England / SW Scotland | Carlise | Source: Meteonorm V6. | 2011 PHI & BRE. | 54.88 | -2.93 | 55 | 7.2 | 5.1 | 5.1 | 6.3 | 8.1 | 11 | 13.4 | 15 | 15.5 | 13.5 | 10.1 | 7.2 | 4.9 | 5 | 10 | 19 | 28 | 42 | 48 | 44 | 35 | 21 | 13 | 7 | 4 | 9 | 20 | 37 | 58 | 79 | 82 | 76 | 66 | 44 | 25 | 13 | 8 | 29 | 49 | 68 | 76 | 81 | 76 | 76 | 76 | 69 | 55 | 37 | 27 | 11 | 22 | 44 | 61 | 77 | 78 | 75 | 67 | 46 | 30 | 16 | 9 | 14 | 30 | 60 | 93 | 127 | 132 | 125 | 107 | 70 | 39 | 19 | 11 | 2.5 | 2.3 | 3 | 4.2 | 6.8 | 9.5 | 11.2 | 12 | 9.9 | 7 | 4.8 | 2.5 | -4.1 | -4.6 | -3.7 | -2.5 | 0.6 | 3.5 | 5.8 | 6.8 | 4.8 | 1.5 | -1.6 | -4.6 | -2.4 | 6 | 13 | 52 | 17 | 17 | 1 | 4 | 5 | 14 | 7 | 10 | 17.6 | 47 | 95 | 108 | 81 | 148 | [11 empty] | 1.27 | 1.27 | 1.56 | 0.66 | 0.82 | Ende
| 413.1951 | 433.4624 | GB0010a-Eskdalemuir | 10 | 10 | - | GB0010a |  | x | x | 0010a | GB | Zone 10 - Borders | Eskdalemuir | Source: Meteonorm V6. | 2011 PHI & BRE. | 55.317 | -3.2 | 242 | 9.3 | 2.9 | 3 | 4.4 | 6.2 | 9.2 | 11.5 | 13.4 | 13.7 | 11.4 | 8 | 5.1 | 2.8 | 5 | 9 | 17 | 28 | 41 | 48 | 42 | 33 | 21 | 13 | 6 | 4 | 10 | 20 | 38 | 60 | 82 | 86 | 79 | 66 | 45 | 26 | 14 | 8 | 32 | 49 | 68 | 78 | 83 | 76 | 77 | 78 | 69 | 55 | 41 | 28 | 11 | 22 | 41 | 60 | 76 | 76 | 74 | 66 | 48 | 30 | 16 | 9 | 14 | 29 | 58 | 94 | 127 | 132 | 126 | 105 | 70 | 39 | 19 | 10 | 1.4 | 0.9 | 1.8 | 3.1 | 5.6 | 8.5 | 10.4 | 11 | 9.1 | 6.2 | 3.5 | 1.4 | -6.2 | -6.6 | -5.4 | -4.2 | -1.2 | 2 | 4.6 | 5.4 | 3.1 | -0.2 | -3.5 | -6.3 | -4.5 | 5 | 7 | 32 | 13 | 12 | -1.8 | 4 | 5 | 22 | 11 | 10 | 16.3 | 47 | 72 | 94 | 85 | 132 | [11 empty] | 1.27 | 1.26 | 1.53 | 0.62 | 0.8 | Ende
| 261.564 | 278.8119 | GB0011a-Leeming | 11 | 11 | - | GB0011a |  | x | x | 0011a | GB | Zone 11 - North East | Leeming | Source: Meteonorm V6. | 2011 PHI & BRE. | 54.3 | -1.533 | 32 | 10.1 | 4.3 | 4.9 | 6.2 | 8 | 11 | 13.8 | 15.6 | 15.9 | 13.5 | 10.1 | 6.6 | 4.2 | 6 | 9 | 19 | 28 | 42 | 49 | 48 | 36 | 22 | 13 | 8 | 5 | 11 | 18 | 40 | 60 | 85 | 89 | 88 | 73 | 48 | 30 | 15 | 10 | 38 | 43 | 71 | 79 | 89 | 83 | 86 | 83 | 75 | 64 | 45 | 34 | 14 | 20 | 44 | 61 | 84 | 85 | 84 | 71 | 50 | 34 | 18 | 11 | 16 | 28 | 63 | 95 | 137 | 144 | 142 | 116 | 75 | 44 | 22 | 13 | 1.9 | 1.5 | 2.6 | 3.8 | 6.7 | 9.5 | 11.4 | 11.9 | 9.8 | 7.1 | 4.3 | 2 | -5.2 | -5.1 | -4.3 | -2.8 | 0.2 | 3.2 | 5.6 | 6.6 | 4.4 | 1.1 | -2.5 | -5.5 | -2.3 | 6 | 13 | 46 | 14 | 17 | 1.4 | 4 | 5 | 7 | 5 | 9 | 18.6 | 43 | 85 | 101 | 88 | 138 | [11 empty] | 1.28 | 1.28 | 1.59 | 0.74 | 0.88 | Ende
| 119.0468 | 157.1545 | GB0012a-Waddington | 12 | 12 | - | GB0012a |  | x | x | 0012a | GB | Zone 12 - East Pennines | Waddington | Source: Meteonorm V6. | 2011 PHI & BRE. | 53.167 | -0.517 | 68 | 9.6 | 4.3 | 5 | 6.6 | 8.5 | 11.5 | 14.6 | 16.3 | 16.9 | 14.2 | 10.6 | 6.9 | 4.5 | 6 | 11 | 20 | 30 | 41 | 49 | 46 | 35 | 24 | 15 | 8 | 5 | 13 | 22 | 41 | 63 | 83 | 84 | 87 | 74 | 50 | 28 | 15 | 10 | 41 | 52 | 73 | 79 | 85 | 77 | 84 | 88 | 76 | 60 | 41 | 32 | 15 | 25 | 45 | 63 | 79 | 81 | 84 | 75 | 53 | 35 | 18 | 11 | 19 | 33 | 65 | 101 | 135 | 136 | 142 | 121 | 80 | 46 | 23 | 14 | 2.1 | 1.8 | 3.1 | 4.1 | 6.9 | 9.8 | 11.4 | 12.3 | 10.2 | 7.4 | 4.7 | 2.4 | -5 | -5.1 | -3.7 | -2.6 | 0.7 | 4 | 6.1 | 7.1 | 4.9 | 1.8 | -1.7 | -4.7 | -1.2 | 5 | 10 | 29 | 11 | 14 | 1 | 5 | 5 | 15 | 9 | 11 | 19.9 | 51 | 117 | 139 | 123 | 183 | [11 empty] | 1.28 | 1.28 | 1.63 | 0.91 | 0.98 | Ende
| 118.2203 | 0 | GB0013a-Hemsby | 13 | 13 | - | GB0013a |  | x | x | 0013a | GB | Zone 13 - East Anglia | Hemsby | Source: Meteonorm V6. | 2011 PHI & BRE. | 52.683 | 1.683 | 13 | 10.2 | 4.9 | 5.4 | 6.9 | 9 | 12.1 | 15.2 | 16.7 | 17.4 | 14.9 | 11.3 | 7.6 | 5.2 | 7 | 11 | 21 | 32 | 44 | 52 | 49 | 38 | 24 | 16 | 8 | 5 | 15 | 27 | 48 | 72 | 100 | 96 | 99 | 85 | 55 | 34 | 18 | 11 | 44 | 63 | 84 | 94 | 100 | 88 | 93 | 100 | 85 | 74 | 50 | 38 | 17 | 27 | 50 | 74 | 90 | 92 | 93 | 86 | 56 | 39 | 20 | 13 | 21 | 38 | 74 | 115 | 157 | 155 | 156 | 136 | 86 | 54 | 26 | 16 | 2.5 | 2.3 | 3.6 | 4.8 | 7.7 | 10.6 | 12.3 | 13.1 | 11.2 | 8.3 | 5.5 | 3 | -4.5 | -4.9 | -3.3 | -2.2 | 1.1 | 4.3 | 6.5 | 7.4 | 5.8 | 2.3 | -1.1 | -3.8 | -0.3 | 6 | 11 | 43 | 15 | 18 | 2 | 5 | 6 | 13 | 9 | 12 | 19.6 | 53 | 119 | 140 | 125 | 186 | [11 empty] | 1.29 | 1.29 | 1.67 | 0.92 | 1.04 | Ende
| 257.3942 | 366.2651 | GB0014a-Sennybridge | 14 | 14 | - | GB0014a |  | x | x | 0014a | GB | Zone 14 - Wales | Sennybridge | Source: Meteonorm V6. | 2011 PHI & BRE. | 52.06 | -3.61 | 309 | 8 | 3.4 | 3.7 | 5.1 | 6.8 | 9.9 | 12.3 | 13.9 | 14.2 | 12.1 | 9.1 | 6 | 3.7 | 7 | 11 | 22 | 31 | 45 | 51 | 48 | 36 | 24 | 15 | 8 | 6 | 14 | 24 | 49 | 76 | 101 | 100 | 97 | 82 | 59 | 33 | 17 | 12 | 43 | 61 | 87 | 97 | 98 | 89 | 90 | 94 | 90 | 74 | 48 | 38 | 16 | 29 | 55 | 73 | 93 | 94 | 91 | 83 | 60 | 40 | 20 | 12 | 21 | 37 | 76 | 118 | 156 | 161 | 155 | 131 | 90 | 52 | 25 | 17 | 2 | 2.2 | 3.3 | 4.3 | 7 | 9.7 | 11.2 | 11.7 | 10.1 | 7.7 | 4.8 | 2.4 | -5.4 | -5.6 | -4.5 | -3.5 | -0.3 | 2.7 | 4.6 | 5.5 | 3.6 | 1.2 | -2.2 | -4.7 | -3.2 | 6 | 10 | 31 | 13 | 16 | -0.3 | 5 | 7 | 14 | 8 | 13 | 17.1 | 50 | 115 | 140 | 118 | 189 | [11 empty] | 1.26 | 1.27 | 1.58 | 0.87 | 1.02 | Ende
| 507.5357 | 531.5973 | GB0015b-Glasgow Airport | 15 | 15 | - | GB0015b |  | x | x | 0015b | GB | Zone 15 - West Scotland | Glasgow Airport | Source: Meteonorm V6. | PHI & BRE. Corrected 2015 | 55.86 | -4.43 | 8 | 7.6 | 4.6 | 4.8 | 6.3 | 8.2 | 11 | 13.3 | 15 | 15.3 | 13.2 | 9.7 | 6.9 | 4.4 | 5 | 9 | 18 | 29 | 43 | 48 | 46 | 34 | 21 | 12 | 6 | 3 | 9 | 19 | 39 | 68 | 88 | 89 | 90 | 71 | 46 | 27 | 12 | 6 | 27 | 47 | 73 | 90 | 90 | 84 | 84 | 84 | 74 | 58 | 37 | 20 | 10 | 21 | 45 | 68 | 83 | 82 | 76 | 70 | 51 | 30 | 15 | 6 | 12 | 28 | 61 | 103 | 136 | 141 | 136 | 112 | 72 | 40 | 18 | 8 | 2.3 | 1.9 | 2.9 | 4 | 6.5 | 9.2 | 11.2 | 11.8 | 10.1 | 7 | 4.6 | 2.4 | -4.6 | -5.2 | -4 | -3.1 | -0.1 | 3.1 | 5.6 | 6.4 | 4.5 | 1.1 | -2 | -4.4 | -3.8 | 4 | 9 | 33 | 10 | 12 | -1.4 | 4 | 6 | 21 | 9 | 10 | 17.6 | 39 | 80 | 105 | 87 | 137 | [11 empty] | 1.26 | 1.26 | 1.49 | 0.57 | 0.77 | Ende
| 519.3727 | 519.1743 | GB0016a-Dundee | 16 | 16 | - | GB0016a |  | x | x | 0016a | GB | Zone 16 - East Scotland | Dundee | Source: Meteonorm V6. | 2011 PHI & BRE. | 56.45 | -3.067 | 30 | 5.1 | 4.3 | 4.6 | 5.9 | 7.5 | 10 | 12.8 | 14.5 | 14.8 | 13 | 9.7 | 6.6 | 4.5 | 5 | 9 | 19 | 29 | 45 | 48 | 47 | 35 | 22 | 13 | 7 | 4 | 13 | 23 | 41 | 67 | 94 | 87 | 95 | 74 | 51 | 28 | 15 | 8 | 45 | 60 | 76 | 91 | 97 | 84 | 89 | 89 | 84 | 64 | 50 | 30 | 14 | 24 | 45 | 68 | 88 | 84 | 84 | 72 | 57 | 33 | 18 | 10 | 16 | 31 | 62 | 103 | 144 | 140 | 144 | 115 | 78 | 42 | 20 | 10 | 1.7 | 1.3 | 2.2 | 3.7 | 6.2 | 8.8 | 10.8 | 11.4 | 9.5 | 6.5 | 3.9 | 1.9 | -6.3 | -6.2 | -4.8 | -3.6 | -1 | 2.5 | 4.8 | 5.6 | 3.5 | 0.3 | -3.4 | -5.8 | -1.4 | 5 | 13 | 53 | 15 | 15 | 0.6 | 5 | 10 | 36 | 11 | 13 | 16.4 | 60 | 163 | 152 | 138 | 236 | [11 empty] | 1.26 | 1.26 | 1.49 | 0.53 | 0.73 | Ende
| 573.6758 | 554.0374 | GB0017a-Aberdeen | 17 | 17 | - | GB0017a |  | x | x | 0017a | GB | Zone 17 - North East Scotland | Aberdeen | Source: Meteonorm V6. | 2011 PHI & BRE. | 57.167 | -2.083 | 35 | 7 | 4.4 | 4.3 | 5.6 | 7.2 | 9.6 | 12.3 | 14.1 | 14.5 | 12.5 | 9.4 | 6.4 | 4.4 | 5 | 9 | 19 | 29 | 44 | 48 | 47 | 35 | 21 | 13 | 6 | 4 | 11 | 21 | 46 | 63 | 86 | 91 | 84 | 71 | 46 | 29 | 13 | 7 | 38 | 56 | 83 | 86 | 91 | 85 | 81 | 84 | 78 | 61 | 40 | 25 | 12 | 23 | 45 | 66 | 83 | 83 | 80 | 72 | 53 | 29 | 14 | 8 | 13 | 29 | 65 | 98 | 135 | 141 | 132 | 111 | 71 | 40 | 17 | 9 | 1.5 | 0.7 | 1.8 | 3.4 | 5.6 | 8.3 | 10.5 | 11.1 | 9.3 | 6.3 | 3.7 | 1.7 | -6.2 | -6.7 | -5.5 | -3.8 | -1.3 | 2 | 4.7 | 5.3 | 3.5 | 0.2 | -3.4 | -5.8 | -1.9 | 5 | 10 | 37 | 11 | 12 | 0.3 | 5 | 9 | 29 | 9 | 11 | 16.4 | 67 | 107 | 112 | 126 | 180 | [11 empty] | 1.25 | 1.25 | 1.45 | 0.52 | 0.6 | Ende
| 614.7512 | 613.6539 | GB0018a-Aviemore | 18 | 18 | - | GB0018a |  | x | x | 0018a | GB | Zone 18 - Highlands | Aviemore | Source: Meteonorm V6. | 2011 PHI & BRE. | 57.2 | -3.83 | 220 | 10.9 | 2.8 | 2.8 | 4.5 | 6.4 | 9.3 | 11.6 | 13.5 | 13.7 | 11.3 | 7.9 | 5 | 2.7 | 5 | 9 | 18 | 28 | 44 | 49 | 47 | 35 | 22 | 12 | 5 | 3 | 10 | 23 | 43 | 65 | 89 | 87 | 84 | 70 | 48 | 27 | 12 | 7 | 32 | 61 | 83 | 87 | 90 | 80 | 82 | 82 | 77 | 60 | 37 | 26 | 11 | 24 | 47 | 66 | 88 | 80 | 78 | 70 | 50 | 29 | 14 | 8 | 13 | 29 | 63 | 98 | 136 | 134 | 132 | 109 | 73 | 39 | 16 | 9 | 0.4 | -0.1 | 0.9 | 2.3 | 4.7 | 7.3 | 9.6 | 10.1 | 8 | 5 | 2.6 | 0.5 | -7.7 | -8.3 | -6.6 | -5.1 | -2.5 | 0.9 | 3.8 | 4.3 | 1.9 | -1.5 | -4.6 | -7.6 | -5.8 | 5 | 9 | 31 | 10 | 13 | -3 | 4 | 5 | 16 | 8 | 10 | 17.3 | 43 | 82 | 96 | 75 | 130 | [11 empty] | 1.25 | 1.24 | 1.43 | 0.43 | 0.57 | Ende
| 787.1832 | 795.5052 | GB0019a-Stornoway | 19 | 19 | - | GB0019a |  | x | x | 0019a | GB | Zone 19 - Western Isles | Stornoway | Source: Meteonorm V6. | 2011 PHI & BRE. | 58.217 | -6.317 | 15 | 7.8 | 5.4 | 5 | 6.2 | 7.5 | 9.4 | 11.4 | 13 | 13.8 | 12.3 | 9.6 | 7.3 | 5.6 | 3 | 8 | 17 | 28 | 42 | 54 | 45 | 34 | 21 | 11 | 4 | 1 | 3 | 17 | 39 | 63 | 81 | 105 | 77 | 68 | 44 | 21 | 7 | 1 | 8 | 43 | 73 | 91 | 86 | 96 | 77 | 82 | 70 | 44 | 21 | 3 | 4 | 18 | 41 | 68 | 80 | 94 | 78 | 66 | 47 | 23 | 9 | 2 | 6 | 25 | 57 | 99 | 126 | 156 | 123 | 105 | 67 | 32 | 11 | 3 | 2.8 | 2.1 | 3.1 | 4.3 | 6.1 | 8.4 | 10.3 | 11 | 9.6 | 6.6 | 4.5 | 2.9 | -2.7 | -5 | -3.7 | -3 | -0.8 | 1 | 4.3 | 5.2 | 3.7 | 1.1 | -1.3 | -2.2 | -0.2 | 2 | 2 | 2 | 2 | 4 | 1.7 | 2 | 2 | 1 | 2 | 3 | 15.4 | 43 | 95 | 125 | 98 | 151 | [11 empty] | 1.23 | 1.22 | 1.35 | 0.35 | 0.47 | Ende
| 777.7924 | 753.7864 | GB0020a-Kirkwall Airport | 20 | 20 | - | GB0020a |  | x | x | 0020a | GB | Zone 20 - Orkney | Kirkwall Airport | Source: Meteonorm V6. | 2011 PHI & BRE. | 58.95 | -2.9 | 21 | 8.2 | 4.8 | 4.3 | 5.4 | 6.9 | 8.9 | 11 | 12.7 | 13.3 | 11.8 | 9.3 | 6.8 | 5.2 | 1 | 7 | 17 | 28 | 40 | 50 | 43 | 32 | 18 | 10 | 4 | 3 | 1 | 14 | 34 | 64 | 75 | 84 | 72 | 63 | 38 | 21 | 7 | 5 | 2 | 39 | 66 | 88 | 79 | 82 | 74 | 78 | 61 | 46 | 20 | 25 | 2 | 17 | 40 | 65 | 71 | 82 | 70 | 65 | 42 | 24 | 8 | 7 | 3 | 21 | 53 | 97 | 115 | 133 | 116 | 100 | 58 | 30 | 10 | 7 | 2.5 | 1.7 | 2.6 | 3.8 | 5.8 | 8.2 | 10.4 | 11 | 9.6 | 6.7 | 4.4 | 2.7 | -2.5 | -5.4 | -4.3 | -3.5 | -0.9 | 1.3 | 4.5 | 5.2 | 4 | 1 | -1.7 | -4.6 | 0.3 | 4 | 7 | 40 | 11 | 9 | 2.5 | 2 | 1 | 2 | 2 | 3 | 14.4 | 45 | 94 | 114 | 101 | 142 | [11 empty] | 1.24 | 1.23 | 1.36 | 0.31 | 0.41 | Ende
| 889.413 | 847.6845 | GB0021a-Lerwick | 21 | 21 | - | GB0021a |  | x | x | 0021a | GB | Zone 21 - Shetland | Lerwick | Source: Meteonorm V6. | 2011 PHI & BRE. | 60.133 | -1.183 | 82 | 6.7 | 4.6 | 3.7 | 4.6 | 5.8 | 7.8 | 9.9 | 11.7 | 12.5 | 11.1 | 8.5 | 6.2 | 4.7 | 3 | 7 | 16 | 28 | 44 | 53 | 46 | 33 | 19 | 10 | 4 | 2 | 6 | 16 | 36 | 65 | 88 | 95 | 80 | 65 | 43 | 22 | 8 | 3 | 21 | 43 | 70 | 90 | 92 | 87 | 82 | 82 | 73 | 51 | 27 | 15 | 7 | 18 | 40 | 65 | 83 | 85 | 79 | 71 | 48 | 25 | 9 | 4 | 7 | 21 | 52 | 96 | 131 | 139 | 126 | 103 | 64 | 31 | 11 | 4 | 1.9 | 0.8 | 1.6 | 2.9 | 4.8 | 7.4 | 9.9 | 10.5 | 9 | 5.9 | 3.6 | 1.9 | -3.8 | -5.6 | -4.9 | -4.1 | -2 | 0.6 | 3.8 | 4.9 | 3.6 | 0.7 | -1.8 | -3.7 | -0.9 | 2 | 2 | 5 | 3 | 3 | 1 | 1 | 1 | 4 | 3 | 3 | 13.9 | 41 | 86 | 113 | 95 | 135 | [11 empty] | 1.21 | 1.21 | 1.31 | 0.2 | 0.3 | Ende
| 503.9822 | 564.771 | GB0022a-Belfast-Aldergrove | 22 | 22 | - | GB0022a |  | x | x | 0022a | GB | Zone 22 - Northern Ireland | Belfast-Aldergrove | Source: Meteonorm V6. | 2011 PHI & BRE. | 54.65 | -6.217 | 68 | 8.4 | 5.1 | 5.1 | 6.5 | 8 | 10.8 | 13.2 | 14.8 | 15.1 | 13.2 | 10 | 7.2 | 5.3 | 6 | 10 | 19 | 29 | 42 | 49 | 45 | 34 | 23 | 14 | 7 | 4 | 11 | 20 | 41 | 68 | 94 | 91 | 83 | 73 | 48 | 29 | 14 | 9 | 34 | 49 | 76 | 91 | 94 | 83 | 82 | 84 | 77 | 60 | 40 | 29 | 12 | 22 | 46 | 69 | 85 | 85 | 78 | 69 | 54 | 32 | 17 | 9 | 16 | 31 | 64 | 106 | 143 | 144 | 135 | 114 | 77 | 45 | 21 | 12 | 2.9 | 2.6 | 3.6 | 4.6 | 6.9 | 9.3 | 11.3 | 12 | 10.5 | 7.7 | 5.3 | 3.4 | -4.3 | -4.5 | -3.2 | -2.6 | 0.1 | 3.1 | 5.8 | 6.5 | 4.6 | 1.7 | -1.4 | -3.3 | -2 | 6 | 13 | 47 | 14 | 18 | 0.6 | 6 | 10 | 31 | 11 | 15 | 16.8 | 51 | 97 | 98 | 89 | 156 | [11 empty] | 1.25 | 1.25 | 1.49 | 0.72 | 0.88 | Ende
| 2262.125 | 2203.7373 | GR0001a-Volos | - | - | 20 | GR0001a |  | x | x | 0001a | GR |  | Volos | Source: Meteonorm V6. | 2011 PHI. Vergleich mit IWEC Daten | 39.34 | 23.01 | 197.1 | 10.2 | 5.1 | 5.9 | 9.1 | 14.3 | 20.1 | 24.9 | 27.3 | 26.9 | 22.7 | 17.2 | 11.1 | 6.5 | 16 | 20 | 28 | 35 | 44 | 49 | 47 | 38 | 30 | 23 | 16 | 14 | 35 | 43 | 64 | 82 | 98 | 111 | 114 | 107 | 83 | 56 | 35 | 29 | 87 | 90 | 103 | 98 | 91 | 87 | 95 | 114 | 124 | 109 | 81 | 73 | 36 | 43 | 65 | 82 | 98 | 111 | 114 | 107 | 83 | 56 | 35 | 30 | 58 | 75 | 115 | 152 | 188 | 218 | 222 | 198 | 148 | 96 | 58 | 47 | 2.2 | 1.1 | 1.1 | 7.2 | 10 | 12.7 | 15.3 | 15.9 | 14.1 | 11.2 | 5.5 | 4.3 | -6.6 | -6.2 | -3.8 | 0.6 | 5.6 | 9 | 10.6 | 10.5 | 7.2 | 4.2 | -0.2 | -4.6 | -5.9 | 28 | 56 | 130 | 56 | 102 | 1.5 | 11 | 14 | 22 | 16 | 30 | 32.3 | 88 | 193 | 187 | 193 | 358 | [11 empty] | 1.22 | 1.21 | 1.65 | 1.44 | 1.93 | Ende
| 2422.7753 | 2367.0427 | GR0002b-Athen | - | - | - | GR0002b |  | x | x | 0002b | GR |  | Athen | Source: Meteonorm V7 (Hellenkion, new period). Load data by PHI. | 2015 PHI | 37.9 | 23.73 | 15 | 8.4 | 9.9 | 9.9 | 12.7 | 15.7 | 20.6 | 25.7 | 28.4 | 28.4 | 23.7 | 19.6 | 15.1 | 11.4 | 16 | 20 | 29 | 36 | 46 | 51 | 49 | 39 | 30 | 26 | 18 | 15 | 45 | 44 | 79 | 98 | 115 | 121 | 129 | 123 | 86 | 65 | 46 | 33 | 106 | 88 | 120 | 105 | 92 | 84 | 91 | 112 | 120 | 114 | 112 | 85 | 43 | 48 | 79 | 95 | 115 | 119 | 124 | 121 | 92 | 64 | 54 | 39 | 66 | 76 | 132 | 168 | 206 | 224 | 232 | 210 | 153 | 106 | 75 | 53 | 4.7 | 4.3 | 6.4 | 8.4 | 11.5 | 14.3 | 15.7 | 15.6 | 14.7 | 12.5 | 10 | 6.4 | -2.3 | -1.7 | 0.1 | 2.2 | 6.5 | 10.4 | 12.6 | 11.1 | 10.5 | 8.1 | 3.9 | 0 | 5.6 | 30 | 55 | 100 | 50 | 95 | 6.2 | 25 | 30 | 40 | 35 | 55 | 32.1 | 70 | 165 | 165 | 165 | 340 | 18.6 | 27.9 | 55 | 150 | 220 | 145 | 265 | 20 |  |  |  | 1.22 | 1.2 | 1.59 | 1.51 | 1.99 | Ende
| 1375.2579 | 1308.4576 | HR0001b-Zagreb | - | - | 21 | HR0001b |  | x | x | 0001b | HR |  | Zagreb | Source: DHMZ Climate Atlas & Meteonorm V7. | 2014 PHI. PassREg. | 45.82 | 16.37 | 123 | 10.9 | 0.3 | 2.3 | 6.4 | 10.7 | 15.8 | 18.8 | 20.6 | 20.1 | 15.9 | 10.5 | 5 | 1.4 | 16 | 21 | 28 | 37 | 50 | 56 | 54 | 46 | 34 | 24 | 14 | 11 | 25 | 40 | 56 | 74 | 95 | 96 | 104 | 94 | 73 | 45 | 27 | 17 | 54 | 78 | 84 | 86 | 85 | 78 | 90 | 103 | 106 | 83 | 62 | 40 | 26 | 39 | 52 | 75 | 97 | 92 | 106 | 99 | 75 | 44 | 25 | 16 | 33 | 54 | 86 | 122 | 160 | 165 | 182 | 161 | 117 | 70 | 39 | 24 | -2 | -1.2 | 1.4 | 5 | 10 | 13.2 | 14.8 | 15 | 12 | 7.5 | 2.5 | -0.8 | -8.8 | -6.1 | -1.9 | 2.7 | 7.1 | 10.2 | 12.2 | 11.4 | 7.9 | 2.7 | -2.8 | -7.2 | -6.5 | 17 | 31 | 73 | 32 | 57 | -0.8 | 10 | 10 | 18 | 10 | 25 | 27.8 | 94 | 198 | 192 | 198 | 346 |  | 24.4 | 65 | 159 | 235 | 159 | 255 |  |  |  |  | 1.28 | 1.27 | 1.85 | 1.17 | 1.43 | Ende
| 1448.0662 | 1363.3544 | HU0001a-Budapest | - | - | 22 | HU0001a |  | x | x | 0001a | HU |  | Budapest |  |  | 47.5 | 19.05 | 102 |  | -0.8 | 1.8 | 6.2 | 11.6 | 16.4 | 19.5 | 21.3 | 20.7 | 16.8 | 11.3 | 5.5 | 1.2 | 15 | 20 | 28 | 36 | 52 | 58 | 56 | 44 | 32 | 22 | 13 | 10 | 24 | 36 | 56 | 77 | 94 | 95 | 109 | 94 | 71 | 50 | 24 | 18 | 57 | 68 | 87 | 94 | 91 | 84 | 94 | 103 | 102 | 97 | 58 | 42 | 26 | 35 | 57 | 79 | 94 | 103 | 107 | 95 | 69 | 48 | 23 | 17 | 30 | 46 | 86 | 127 | 162 | 172 | 183 | 154 | 110 | 71 | 35 | 23 | [53 empty] | 1.3 | 1.3 | 1.86 | 1.16 | 1.4 | Ende
| 11628.701 | 11517.1782 | ID0001a-Jakarta | - | - | 23 | ID0001a |  | x | x | 0001a | ID |  | Jakarta | Location is on the Southern Hemisphere. The original data has been adapted for use in the PHPP (see handbook)! Source: BerkeleyEarth database (1981-2010 raw data) & satellite data. | 2015 PHI. | -5.63 | 106.55 | 7 | 8 | 28.1 | 28.2 | 28.4 | 28.5 | 28.2 | 27.7 | 27 | 27.1 | 27.9 | 28.4 | 28.6 | 28.4 | 45 | 48 | 49 | 63 | 76 | 82 | 74 | 58 | 52 | 48 | 46 | 43 | 80 | 86 | 87 | 85 | 75 | 74 | 70 | 66 | 78 | 76 | 78 | 74 | 112 | 98 | 68 | 52 | 51 | 51 | 50 | 46 | 58 | 78 | 102 | 108 | 80 | 86 | 88 | 85 | 75 | 74 | 70 | 66 | 79 | 76 | 78 | 74 | 151 | 164 | 168 | 164 | 143 | 140 | 133 | 126 | 150 | 145 | 147 | 138 | 20.9 | 20.5 | 20.8 | 21.7 | 22.5 | 22.5 | 22.5 | 22.5 | 22.7 | 22.8 | 22.6 | 21.8 | 16.9 | 16.8 | 17.4 | 18.3 | 18.8 | 18.7 | 18.7 | 18.8 | 19 | 19.1 | 18.6 | 17.6 | [12 empty] | 30.5 | 70 | 144 | 194 | 144 | 282 |  | 30.4 | 151 | 150 | 74 | 150 | 298 |  |  |  |  | 1.24 | 1.2 | 0.06 | 1.27 | 1.39 | Ende
| 552.9358 | 644.7793 | IE0002a-Birr | - | - | 24 | IE0002a |  | x | x | 0002a | IE |  | Birr |  |  | 53.083 | -7.9 | 72 | 7.1 | 4.8 | 4.8 | 6.2 | 7.9 | 10.5 | 13.3 | 15 | 14.6 | 12.6 | 10.2 | 6.6 | 5.6 | 6 | 10 | 18 | 28 | 42 | 45 | 42 | 31 | 22 | 14 | 8 | 5 | 14 | 24 | 43 | 63 | 82 | 78 | 78 | 67 | 51 | 30 | 18 | 11 | 43 | 55 | 78 | 88 | 86 | 76 | 81 | 78 | 81 | 62 | 51 | 37 | 16 | 24 | 44 | 70 | 85 | 74 | 80 | 65 | 53 | 33 | 18 | 12 | 20 | 34 | 65 | 104 | 137 | 131 | 135 | 106 | 80 | 47 | 25 | 15 | 3 | 2.5 | 2.9 | 4.5 | 6.7 | 9.6 | 11.8 | 11.5 | 10 | 8 | 4.8 | 3.8 | -9.5241 | -8.2325 | -5.039 | -1.4614 | 1.9113 | 5.6618 | 8.1565 | 7.5068 | 4.1418 | 0.11075 | -6.9078 | -8.529 | -0.35146 | 15 | 25 | 45 | 25 | 35 | 1.9433 | 5 | 5 | 10 | 5 | 10 | 19 | 100 | 180 | 190 | 170 | 330 | [11 empty] | 1.25 | 1.25 | 1.5 | 0.81 | 0.98 | Ende
| 449.7848 | 535.9426 | IE0001a-Dublin | - | - | - | IE0001a |  | x | x | 0001a | IE |  | Dublin | Source: Meteonorm V6 & satellite data. | 2012 PHI. | 53.33 | -6.25 | 10 | 7.1 | 6.8 | 6.4 | 6.9 | 7.6 | 10.1 | 12.7 | 14.6 | 15.1 | 13.9 | 10.9 | 8.2 | 6.8 | 7 | 11 | 23 | 32 | 45 | 51 | 50 | 40 | 25 | 16 | 9 | 6 | 13 | 22 | 43 | 66 | 88 | 86 | 86 | 74 | 52 | 32 | 16 | 10 | 40 | 47 | 73 | 84 | 90 | 81 | 82 | 83 | 78 | 62 | 43 | 29 | 16 | 22 | 46 | 67 | 84 | 81 | 79 | 71 | 51 | 34 | 19 | 10 | 20 | 33 | 69 | 107 | 144 | 143 | 140 | 119 | 82 | 49 | 25 | 14 | 3.6 | 3.2 | 4.3 | 5.1 | 7.5 | 9.8 | 11.9 | 12.4 | 10.9 | 8 | 5.7 | 3.9 | -4.6 | -5.1 | -3.7 | -2.7 | 0.4 | 3.2 | 5.7 | 6.3 | 4.5 | 1 | -1.9 | -4.2 | 0.4 | 15 | 20 | 30 | 20 | 25 | 2.4 | 5 | 5 | 10 | 5 | 12 | 21.8 | 86 | 187 | 204 | 187 | 309 | [11 empty] | 1.26 | 1.26 | 1.52 | 0.84 | 0.96 | Ende
| 592.1237 | 697.9357 | IE0003a-Cork | - | - | - | IE0003a |  | x | x | 0003a | IE |  | Cork | Source: 1981-2010 Climate Normals (met.ie). Other data = MN7 Cork Airport. CL = Passipedia. | 2014 PHI. | 51.85 | -8.48 | 162 | 6.73 | 5.6 | 5.7 | 6.9 | 8.4 | 10.9 | 13.5 | 15.3 | 15.2 | 13.3 | 10.5 | 7.8 | 6.1 | 8 | 10 | 21 | 31 | 44 | 48 | 46 | 34 | 25 | 15 | 9 | 6 | 18 | 22 | 44 | 76 | 93 | 96 | 88 | 67 | 55 | 33 | 20 | 14 | 55 | 49 | 74 | 98 | 91 | 84 | 79 | 77 | 87 | 68 | 60 | 46 | 18 | 24 | 46 | 77 | 87 | 85 | 77 | 67 | 60 | 37 | 24 | 16 | 24 | 33 | 70 | 120 | 146 | 153 | 138 | 111 | 88 | 51 | 30 | 19 | 4.2 | 3.6 | 4.2 | 5 | 7.6 | 10.2 | 11.7 | 12.1 | 10.9 | 8.7 | 6.2 | 4.6 | -3 | -2.9 | -2.5 | -2.4 | 0.6 | 3.8 | 5.8 | 6.7 | 4.9 | 2.7 | -0.7 | -2.8 | 1.9 | 10 | 23 | 63 | 21 | 30 | 4.4 | 7 | 10 | 26 | 12 | 16 | 20.7 | 90 | 198 | 201 | 198 | 333 |  | 18.9 | 60 | 145 | 225 | 145 | 226 |  |  |  |  | 1.24 | 1.24 | 1.49 | 0.9 | 1.02 | Ende
| 713.6204 | 792.2935 | IE0004a-Belmullet | - | - | - | IE0004a |  | x | x | 0004a | IE |  | Belmullet |  | 2015 PHI. IWEC | 54.23 | -10 | 10 | 5.3 | 6.5 | 6.3 | 7.7 | 9.1 | 11 | 13.1 | 14.6 | 14.8 | 13.1 | 11.3 | 8.3 | 7.2 | 7 | 12 | 22 | 31 | 45 | 46 | 44 | 35 | 25 | 17 | 9 | 5 | 10 | 23 | 37 | 67 | 85 | 79 | 72 | 59 | 46 | 28 | 15 | 8 | 28 | 55 | 64 | 99 | 97 | 86 | 81 | 79 | 76 | 58 | 38 | 21 | 11 | 24 | 42 | 72 | 88 | 83 | 74 | 59 | 45 | 28 | 14 | 8 | 17 | 35 | 62 | 115 | 148 | 144 | 132 | 106 | 77 | 45 | 22 | 12 | 4 | 3 | 4.4 | 6.1 | 7.5 | 9.6 | 11.8 | 12.7 | 10 | 8.8 | 5.7 | 4.9 | -2.5 | -3.2 | -1.1 | -0.6 | 1.5 | 4.9 | 7.1 | 7.9 | 4.7 | 3.3 | -0.8 | -1.8 | 2.8 | 8 | 16 | 53 | 18 | 24 | 3.2 | 5 | 10 | 15 | 5 | 15 | 16.7 | 70 | 205 | 175 | 150 | 280 | 15.3 | 17.6 | 45 | 125 | 220 | 110 | 195 | 16 |  |  |  | 1.23 | 1.23 | 1.44 | 0.74 | 0.91 | Ende
| 1767.9384 | 1780.8194 | IS0001a-Reykjavik | - | - | 25 | IS0001a |  | x | x | 0001a | IS |  | Reykjavik |  |  | 64.13 | -20.07 | 1 |  | 0.2 | 1 | 0.9 | 3.1 | 6.4 | 9.1 | 10.7 | 10.6 | 7.9 | 5 | 1.8 | 0.5 | 2 | 8 | 22 | 35 | 53 | 61 | 59 | 39 | 20 | 10 | 4 | 0.0001 | 5 | 15 | 49 | 73 | 98 | 94 | 90 | 81 | 49 | 27 | 7 | 0.0001 | 22 | 46 | 103 | 99 | 106 | 88 | 93 | 90 | 82 | 70 | 27 | 0.0001 | 5 | 17 | 54 | 76 | 99 | 93 | 100 | 75 | 49 | 28 | 7 | 0.0001 | 4 | 17 | 55 | 93 | 137 | 137 | 136 | 105 | 63 | 29 | 7 | 1 | [53 empty] | 1.13 | 1.12 | 1.25 | 0.02 | 0.1 | Ende
| 1029.1014 | 980.6835 | IT0020a-Bolzano | - | - | 26 | IT0020a |  | x | x | 0020a | IT | Trentino - Alto Adige | Bolzano | Source: Meteonorm. Load data based on IGDG. | 2005 PHI. Prüfen!! | 46.46 | 11.33 | 241 | 9.5 | 1.1 | 3.9 | 8.3 | 12.2 | 16.7 | 20 | 22.8 | 21.7 | 18.3 | 12.2 | 5.6 | 1.7 | 11 | 16 | 24 | 31 | 37 | 51 | 47 | 38 | 27 | 19 | 12 | 9 | 30 | 38 | 62 | 83 | 78 | 99 | 103 | 92 | 68 | 52 | 32 | 25 | 81 | 84 | 106 | 102 | 77 | 91 | 98 | 107 | 106 | 104 | 82 | 70 | 28 | 39 | 62 | 76 | 81 | 99 | 104 | 92 | 76 | 47 | 31 | 22 | 39 | 58 | 99 | 132 | 140 | 176 | 181 | 158 | 114 | 76 | 44 | 32 | -3.6 | -1.4 | 1.5 | 6 | 10.9 | 13.4 | 16.1 | 15.5 | 12.9 | 7.7 | 1.1 | -2.7 | -19.1624 | -12.7774 | -6.0857 | 1.2864 | 7.9479 | 10.6948 | 13.8966 | 12.6354 | 8.0534 | -0.74482 | -12.6352 | -17.6758 | -5.6 | 15 | 15 | 25 | 15 | 25 | -1 | 10 | 10 | 15 | 10 | 15 | 27 | 90 | 140 | 140 | 140 | 290 | [11 empty] | 1.27 | 1.27 | 1.81 | 1.18 | 1.42 | Ende
| 1159.4587 | 1112.9585 | IT0019a-Venezia | - | - | - | IT0019a |  | x | x | 0019a | IT | Veneto | Venezia | Source: Meteonorm. Load data based on IGDG. | 2005 PHI. Prüfen!! | 45.49 | 12.33 | 1 | 8.2 | 2.8 | 4.4 | 8.3 | 12.2 | 17.2 | 20.6 | 22.8 | 22.8 | 19.4 | 13.9 | 7.8 | 3.9 | 10 | 15 | 25 | 32 | 44 | 49 | 48 | 37 | 27 | 21 | 11 | 9 | 26 | 34 | 61 | 78 | 102 | 105 | 109 | 103 | 77 | 54 | 24 | 20 | 67 | 76 | 99 | 97 | 97 | 90 | 102 | 111 | 116 | 108 | 67 | 61 | 23 | 36 | 61 | 81 | 102 | 109 | 118 | 98 | 74 | 52 | 28 | 23 | 36 | 55 | 97 | 133 | 175 | 186 | 199 | 169 | 122 | 81 | 40 | 30 | -0.5 | 0.5 | 3.9 | 7.7 | 12.2 | 15.6 | 17.2 | 17.4 | 14.7 | 9.7 | 4.1 | 0.6 | -12.3426 | -10.0935 | -3.5599 | 2.7781 | 8.8192 | 12.7763 | 14.7455 | 14.5356 | 9.5409 | 0.63868 | -6.1717 | -11.8615 | 0.3 | 15 | 25 | 55 | 25 | 35 | 3.3 | 5 | 5 | 10 | 5 | 10 | 28 | 100 | 170 | 170 | 170 | 330 | [11 empty] | 1.27 | 1.27 | 1.82 | 1.21 | 1.46 | Ende
| 1476.3124 | 1450.311 | IT0007a-Roma (Pratica di Mare) | - | - | - | IT0007a |  | x | x | 0007a | IT | Lazio | Roma (Pratica di Mare) | Source: Meteonorm. Load data based on IGDG. | 2005 PHI. Prüfen!! | 41.88 | 12.5 | 1 | 8.8 | 8.9 | 10 | 12.6 | 14.6 | 19.1 | 23.1 | 26.3 | 26.4 | 22.8 | 18.1 | 12.4 | 9.4 | 14 | 18 | 26 | 32 | 46 | 52 | 48 | 39 | 28 | 22 | 15 | 12 | 38 | 47 | 75 | 94 | 109 | 116 | 121 | 107 | 84 | 65 | 42 | 35 | 104 | 98 | 122 | 107 | 95 | 89 | 100 | 117 | 125 | 127 | 104 | 100 | 40 | 46 | 77 | 88 | 115 | 112 | 119 | 114 | 89 | 64 | 41 | 36 | 58 | 73 | 122 | 154 | 192 | 202 | 216 | 189 | 142 | 101 | 63 | 50 | 4.8 | 3.7 | 6.2 | 9 | 13.9 | 15.8 | 17.7 | 18.5 | 15.3 | 12.6 | 7.8 | 4.7 | -8.4459 | -6.0312 | -0.63524 | 4.533 | 10.7608 | 13.6899 | 16.2171 | 16.3467 | 11.2302 | 4.0421 | -4.0182 | -11.0536 | 3.8 | 15 | 30 | 75 | 30 | 45 | 6.7 | 15 | 15 | 25 | 15 | 25 | 27 | 100 | 160 | 170 | 160 | 320 | [11 empty] | 1.24 | 1.23 | 1.73 | 1.4 | 1.68 | Ende
| 1873.5705 | 1857.7847 | IT0016b-Palermo (Punta Raisi) | - | - | - | IT0016b |  | x | x | 0016b | IT | Sicilia | Palermo (Punta Raisi) | Source: Meteonorm. Load data based on IGDG. | 2005 PHI. Prüfen!! | 38.1 | 13.38 | 1 | 4.7 | 12.9 | 13.2 | 14 | 16 | 19.3 | 23.2 | 26 | 26.6 | 24.3 | 21 | 16.7 | 14.2 | 17 | 19 | 28 | 34 | 48 | 51 | 48 | 38 | 30 | 24 | 17 | 15 | 39 | 53 | 79 | 95 | 115 | 117 | 118 | 108 | 86 | 72 | 44 | 37 | 98 | 106 | 120 | 107 | 93 | 84 | 91 | 105 | 121 | 130 | 104 | 95 | 44 | 52 | 80 | 97 | 115 | 121 | 120 | 113 | 89 | 66 | 46 | 36 | 64 | 82 | 132 | 168 | 203 | 219 | 219 | 192 | 150 | 111 | 71 | 58 | 7 | 6.6 | 7.1 | 8.7 | 12.7 | 15.8 | 18.5 | 19.4 | 17.1 | 14.7 | 10.5 | 8.1 | -3.6177 | -2.7793 | 0.98483 | 4.8348 | 9.8718 | 13.8097 | 16.9362 | 17.4604 | 13.5751 | 7.0538 | 1.0792 | -2.3501 | 9 | 35 | 40 | 50 | 40 | 60 | 10.5 | 30 | 35 | 45 | 35 | 55 | 28 | 100 | 160 | 160 | 160 | 330 | [11 empty] | 1.24 | 1.22 | 1.64 | 1.58 | 1.85 | Ende
| 1213.7368 | 1191.1592 | IT0018a-Pisa | - | - | - | IT0018a |  | x | x | 0018a | IT | Toscana | Pisa | Source: Meteonorm. Load data based on IGDG. | 2005 PHI. Prüfen!! | 43.67 | 10.38 | 1 | 9.9 | 6.5 | 7.1 | 10.1 | 12.4 | 17.3 | 21.6 | 23.7 | 24.3 | 19.8 | 16.2 | 11.3 | 7.5 | 14 | 16 | 25 | 34 | 48 | 54 | 49 | 40 | 29 | 21 | 15 | 12 | 33 | 45 | 63 | 83 | 112 | 126 | 123 | 113 | 83 | 61 | 33 | 26 | 79 | 99 | 108 | 103 | 97 | 91 | 103 | 115 | 118 | 113 | 81 | 74 | 31 | 43 | 70 | 86 | 105 | 104 | 118 | 104 | 81 | 53 | 37 | 27 | 47 | 68 | 109 | 142 | 185 | 200 | 214 | 184 | 134 | 89 | 52 | 39 | 2.9 | 2 | 4.7 | 7.7 | 12.2 | 15.7 | 16.8 | 18.3 | 14.3 | 12.6 | 8 | 3.4 | -4.5 | -5 | -1.9 | 1 | 6 | 9.9 | 11.7 | 13.2 | 8.9 | 7 | 2 | -3 | -2.1 | 20 | 58 | 161 | 57 | 86 | -0.8 | 13 | 15 | 37 | 28 | 33 | 33.2 | 61 | 165 | 154 | 161 | 284 | [11 empty] | 1.26 | 1.25 | 1.76 | 1.29 | 1.55 | Ende
| 1508.2122 | 1474.9612 | IT0001a-L'Aquila | - | - | - | IT0001a |  | x | x | 0001a | IT | Abruzzo | L'Aquila |  | prüfen!! | 42.135 | 13.621 | 714 | 8.9 | 4.6 | 4.4 | 7.4 | 10.1 | 15.9 | 20.5 | 22.4 | 22.5 | 17.1 | 13.9 | 9 | 5.3 | 15 | 18 | 28 | 34 | 47 | 53 | 52 | 37 | 29 | 23 | 13 | 13 | 38 | 46 | 73 | 89 | 110 | 119 | 124 | 106 | 89 | 61 | 36 | 31 | 90 | 96 | 115 | 94 | 92 | 84 | 95 | 109 | 115 | 115 | 101 | 89 | 35 | 46 | 74 | 75 | 102 | 104 | 116 | 105 | 80 | 62 | 43 | 36 | 53 | 71 | 117 | 140 | 181 | 194 | 208 | 181 | 133 | 96 | 59 | 47 | 0.5 | -0.5 | 1.1 | 3.5 | 8.4 | 10.4 | 11.4 | 12.8 | 10.9 | 8.9 | 5.1 | 1.9 | -7.2 | -8.2 | -6.7 | -2.9 | 2 | 5.3 | 6.5 | 8.6 | 4.6 | 3 | -1.3 | -6.3 | -0.1 | 19 | 49 | 99 | 42 | 61 | 0.1 | 10 | 11 | 34 | 26 | 27 | 27.2 | 69 | 179 | 138 | 174 | 305 | [11 empty] | 1.25 | 1.23 | 1.73 | 1.35 | 1.62 | Ende
| 1752.1114 | 1715.1844 | IT0002a-Potenza | - | - | - | IT0002a |  | x | x | 0002a | IT | Basilicata | Potenza |  | prüfen!! | 40.636 | 15.813 | 819 | 10.7 | 5.8 | 5.6 | 8.3 | 11.1 | 16.7 | 21.4 | 23.5 | 23.5 | 18.5 | 15.1 | 10.4 | 6.7 | 14 | 18 | 29 | 35 | 45 | 54 | 55 | 40 | 29 | 22 | 17 | 14 | 36 | 47 | 71 | 91 | 113 | 126 | 128 | 104 | 89 | 64 | 46 | 31 | 94 | 92 | 106 | 98 | 90 | 83 | 93 | 104 | 115 | 128 | 98 | 88 | 37 | 45 | 70 | 88 | 107 | 106 | 122 | 109 | 86 | 71 | 41 | 36 | 56 | 72 | 117 | 150 | 191 | 203 | 214 | 186 | 141 | 106 | 65 | 51 | 1.6 | 0.6 | 2.3 | 4.8 | 9.3 | 11.9 | 12.9 | 14.1 | 12.1 | 10 | 6.2 | 3 | -4.9 | -6.9 | -4.6 | -2.1 | 3 | 5.8 | 7.3 | 9.9 | 6 | 4.1 | -0.6 | -4.2 | 0.9 | 22 | 46 | 100 | 41 | 70 | 2.7 | 14 | 15 | 17 | 15 | 31 | 28 | 57 | 86 | 100 | 114 | 172 | [11 empty] | 1.24 | 1.22 | 1.7 | 1.45 | 1.82 | Ende
| 1947.5926 | 1914.0672 | IT0003a-Catanzaro | - | - | - | IT0003a |  | x | x | 0003a | IT | Calabria | Catanzaro |  | prüfen!! | 38.9 | 16.6 | 320 | 8.4 | 10.1 | 10.2 | 12.2 | 14.5 | 19.8 | 24.6 | 26.9 | 27.1 | 22.4 | 19.1 | 14.9 | 11.1 | 15 | 21 | 26 | 35 | 49 | 54 | 53 | 39 | 30 | 24 | 18 | 15 | 40 | 47 | 73 | 98 | 126 | 121 | 123 | 111 | 93 | 65 | 46 | 35 | 105 | 91 | 109 | 102 | 92 | 83 | 91 | 104 | 121 | 124 | 100 | 98 | 42 | 50 | 75 | 88 | 100 | 115 | 123 | 107 | 90 | 70 | 43 | 42 | 64 | 76 | 121 | 160 | 196 | 212 | 217 | 194 | 152 | 109 | 70 | 57 | 5.2 | 3.9 | 5.4 | 8 | 11.5 | 13.8 | 15.1 | 16.8 | 15.2 | 13.3 | 10 | 6.5 | -0.6 | -2.7 | -0.5 | 1.9 | 5.9 | 8.4 | 10.4 | 13.4 | 10 | 8 | 4.5 | 0.2 | 5.6 | 19 | 36 | 86 | 37 | 63 | 6 | 18 | 20 | 24 | 20 | 39 | 29.4 | 49 | 157 | 157 | 166 | 278 | [11 empty] | 1.23 | 1.21 | 1.64 | 1.56 | 1.91 | Ende
| 1655.6112 | 1625.1805 | IT0004a-Napoli | - | - | - | IT0004a |  | x | x | 0004a | IT | Campania | Napoli |  | prüfen!! | 40.837 | 14.252 | 17 | 9.2 | 9.3 | 9.3 | 11.8 | 14.1 | 19.3 | 23.6 | 25.3 | 25.8 | 21.4 | 18.1 | 14 | 10.3 | 14 | 18 | 28 | 36 | 48 | 53 | 52 | 39 | 30 | 23 | 15 | 13 | 36 | 42 | 70 | 88 | 109 | 120 | 124 | 109 | 84 | 63 | 35 | 31 | 82 | 92 | 111 | 100 | 92 | 87 | 94 | 112 | 116 | 127 | 90 | 85 | 33 | 48 | 70 | 85 | 108 | 112 | 116 | 106 | 86 | 70 | 40 | 34 | 52 | 70 | 115 | 151 | 186 | 206 | 213 | 188 | 139 | 105 | 58 | 49 | 4.3 | 3.5 | 5.8 | 8.7 | 13.6 | 17.3 | 18.9 | 19.8 | 15.8 | 13.2 | 9.1 | 5.3 | -1.9 | -2.9 | -0.3 | 2.8 | 7.6 | 11.5 | 13.5 | 15.4 | 10 | 7.9 | 4.2 | -0.7 | 4.2 | 21 | 60 | 140 | 53 | 81 | 5.4 | 13 | 14 | 37 | 27 | 33 | 28.5 | 55 | 126 | 143 | 140 | 236 | [11 empty] | 1.24 | 1.23 | 1.71 | 1.45 | 1.77 | Ende
| 1182.442 | 1148.6282 | IT0005a-Bologna | - | - | - | IT0005a |  | x | x | 0005a | IT | Emilia-Romagna | Bologna |  | prüfen!! | 44.533 | 11.3 | 49 | 10.1 | 3.1 | 5.1 | 9.6 | 13.1 | 19 | 23.3 | 24.9 | 24.9 | 19.6 | 14.9 | 8.7 | 3.8 | 12 | 15 | 28 | 33 | 43 | 48 | 50 | 39 | 29 | 20 | 11 | 10 | 24 | 29 | 52 | 67 | 90 | 101 | 105 | 95 | 68 | 41 | 23 | 19 | 58 | 59 | 78 | 81 | 84 | 82 | 92 | 98 | 95 | 83 | 57 | 48 | 27 | 30 | 53 | 70 | 85 | 92 | 99 | 91 | 72 | 49 | 25 | 21 | 37 | 48 | 88 | 119 | 153 | 171 | 180 | 156 | 112 | 71 | 37 | 30 | -0.4 | -0.4 | 3 | 6.6 | 11.7 | 15.1 | 16.2 | 16.8 | 13 | 10.8 | 5.3 | 0.3 | -7.8 | -6.8 | -3 | 1.2 | 7.1 | 10.8 | 12.3 | 12.9 | 8.1 | 5.8 | -0.2 | -7.1 | -1.3 | 15 | 19 | 47 | 28 | 39 | -0.9 | 12 | 13 | 30 | 21 | 29 | 29.5 | 52 | 152 | 170 | 150 | 253 | [11 empty] | 1.26 | 1.26 | 1.78 | 1.18 | 1.43 | Ende
| 1230.4657 | 1175.4387 | IT0006a-Trieste | - | - | - | IT0006a |  | x | x | 0006a | IT | Friuli Venezia Giulia | Trieste |  | prüfen!! | 45.65 | 13.78 | 0 | 6.2 | 6.9 | 6.9 | 9.7 | 12.7 | 18.2 | 22.1 | 24 | 24.7 | 20.3 | 16.3 | 11.7 | 8 | 11 | 15 | 25 | 34 | 47 | 52 | 51 | 40 | 27 | 22 | 14 | 9 | 26 | 36 | 61 | 76 | 105 | 116 | 118 | 99 | 80 | 49 | 28 | 23 | 68 | 86 | 106 | 93 | 94 | 92 | 99 | 112 | 111 | 98 | 72 | 65 | 26 | 41 | 68 | 78 | 100 | 97 | 109 | 105 | 75 | 50 | 34 | 24 | 37 | 58 | 98 | 129 | 173 | 188 | 196 | 171 | 121 | 78 | 45 | 32 | -0.2 | -1 | 2.3 | 6.1 | 11.2 | 14.6 | 15.9 | 16.8 | 12.4 | 9.9 | 5 | 0.4 | -6.8 | -7.5 | -4.3 | 0.4 | 5.5 | 10.2 | 11.3 | 12.5 | 7.5 | 5 | -0.6 | -6.1 | 1.9 | 11 | 28 | 53 | 23 | 32 | 2.5 | 7 | 7 | 7 | 7 | 15 | 28.8 | 48 | 162 | 186 | 176 | 271 | [11 empty] | 1.29 | 1.28 | 1.84 | 1.19 | 1.44 | Ende
| 1081.0824 | 1064.3331 | IT0008a-Genova | - | - | - | IT0008a |  | x | x | 0008a | IT | Liguria | Genova |  | prüfen!! | 44.4 | 8.93 | 0 | 5.2 | 10 | 10.5 | 12.1 | 13.6 | 18.1 | 21.9 | 23.9 | 24.9 | 21.8 | 18.2 | 13.4 | 10.8 | 13 | 16 | 28 | 33 | 44 | 52 | 52 | 39 | 29 | 20 | 14 | 11 | 26 | 39 | 62 | 72 | 97 | 107 | 123 | 102 | 69 | 49 | 29 | 26 | 74 | 85 | 99 | 90 | 85 | 87 | 101 | 110 | 103 | 95 | 74 | 70 | 32 | 37 | 63 | 78 | 86 | 98 | 116 | 98 | 73 | 52 | 34 | 24 | 43 | 60 | 100 | 127 | 160 | 181 | 206 | 174 | 117 | 79 | 47 | 37 | 2.6 | 2.7 | 5.8 | 8.8 | 13.8 | 17.9 | 19 | 20.4 | 15.7 | 13 | 6.9 | 3 | -3.2 | -3 | 0 | 2.9 | 8.6 | 12 | 13.5 | 15.4 | 11.3 | 8.5 | 1.9 | -1.8 | 5 | 19 | 41 | 165 | 71 | 77 | 13.8 | 5 | 5 | 5 | 5 | 11 | 27.5 | 47 | 121 | 134 | 121 | 204 | [11 empty] | 1.26 | 1.25 | 1.73 | 1.28 | 1.52 | Ende
| 997.1302 | 971.0366 | IT0010b-Milano | - | - | - | IT0010b |  | x | x | 0010b | IT | Lombardia | Milano | 1996-2005 | prüfen!! | 45.47 | 9.2 | 98 | 9.7 | 3.4 | 5.5 | 10.1 | 13.2 | 19.2 | 23.4 | 24.7 | 24.7 | 19.8 | 14.8 | 8.4 | 4.1 | 11 | 15 | 25 | 34 | 44 | 51 | 53 | 38 | 27 | 22 | 11 | 9 | 20 | 32 | 59 | 81 | 94 | 105 | 110 | 100 | 67 | 42 | 22 | 17 | 55 | 69 | 97 | 97 | 90 | 86 | 96 | 105 | 103 | 78 | 54 | 47 | 25 | 33 | 60 | 78 | 89 | 98 | 111 | 91 | 69 | 44 | 25 | 20 | 34 | 52 | 95 | 133 | 160 | 176 | 187 | 162 | 112 | 71 | 37 | 27 | 0 | 0.1 | 3.9 | 7.3 | 12.6 | 16.5 | 18 | 18.7 | 14.3 | 11.3 | 5.1 | 0.9 | -7.1 | -6.4 | -2.4 | 1.3 | 7.9 | 11.5 | 13.1 | 14.2 | 9.6 | 6.2 | -0.4 | -5.8 | -0.9 | 16 | 33 | 121 | 44 | 57 | 3.1 | 8 | 8 | 8 | 8 | 16 | 28.9 | 50 | 95 | 108 | 92 | 168 | [11 empty] | 1.27 | 1.27 | 1.78 | 1.21 | 1.46 | Ende
| 1611.8679 | 1576.2151 | IT0012a-Campobasso | - | - | - | IT0012a |  | x | x | 0012a | IT | Molise | Campobasso |  | prüfen!! | 41.556 | 14.659 | 701 | 7.9 | 4.4 | 4.2 | 7.2 | 10 | 15.7 | 20.3 | 22.2 | 22.3 | 16.9 | 13.8 | 8.8 | 5.1 | 13 | 17 | 28 | 35 | 46 | 53 | 53 | 40 | 28 | 24 | 15 | 12 | 34 | 47 | 73 | 92 | 111 | 119 | 130 | 114 | 83 | 58 | 36 | 30 | 90 | 101 | 115 | 100 | 93 | 87 | 93 | 109 | 110 | 115 | 89 | 87 | 36 | 47 | 77 | 81 | 110 | 110 | 110 | 102 | 85 | 65 | 40 | 34 | 53 | 73 | 120 | 148 | 189 | 202 | 207 | 183 | 133 | 98 | 57 | 46 | 0.4 | -0.6 | 0.8 | 3.3 | 8.2 | 10.2 | 11.1 | 12.6 | 10.7 | 8.6 | 5 | 1.9 | -7.2 | -8.7 | -6.8 | -3.4 | 1.7 | 4.7 | 6 | 8.3 | 4.4 | 2.8 | -1.4 | -5.9 | -1.9 | 21 | 41 | 83 | 34 | 61 | -1.5 | 6 | 7 | 7 | 7 | 13 | 27.8 | 55 | 139 | 149 | 140 | 241 | [11 empty] | 1.24 | 1.23 | 1.73 | 1.4 | 1.73 | Ende
| 1766.1446 | 1722.5478 | IT0014a-Bari | - | - | - | IT0014a |  | x | x | 0014a | IT | Puglia | Bari |  | prüfen!! | 41.117 | 16.867 | 28 | 9.4 | 8.2 | 7.9 | 10.6 | 13.3 | 18.5 | 23 | 25.1 | 25 | 20.7 | 17 | 12.9 | 9.4 | 14 | 19 | 28 | 34 | 47 | 54 | 53 | 40 | 29 | 24 | 16 | 14 | 37 | 47 | 72 | 90 | 116 | 121 | 126 | 111 | 90 | 67 | 43 | 31 | 98 | 91 | 110 | 105 | 96 | 88 | 95 | 110 | 124 | 127 | 99 | 91 | 38 | 44 | 70 | 90 | 112 | 115 | 119 | 102 | 88 | 68 | 42 | 36 | 57 | 71 | 117 | 154 | 197 | 209 | 213 | 186 | 145 | 105 | 63 | 50 | 3.9 | 2.8 | 4.7 | 7.7 | 12.5 | 15.7 | 17.2 | 18.1 | 15.3 | 12.5 | 8.8 | 5.1 | -2.3 | -4.5 | -1.5 | 1.3 | 6.2 | 10.4 | 11.7 | 13.6 | 9.6 | 6.7 | 2.3 | -1.3 | 4 | 17 | 33 | 80 | 34 | 55 | 6.2 | 13 | 14 | 15 | 13 | 27 | 29.5 | 69 | 188 | 143 | 189 | 321 | [11 empty] | 1.24 | 1.22 | 1.7 | 1.42 | 1.8 | Ende
| 1599.5543 | 1603.5857 | IT0015a-Cagliari | - | - | - | IT0015a |  | x | x | 0015a | IT | Sardegna | Cagliari |  | prüfen!! | 39.22 | 9.13 | 17 | 9.8 | 9.8 | 9.9 | 12.3 | 14.4 | 18.9 | 23.4 | 25.6 | 26.3 | 22.4 | 19.4 | 14.2 | 10.9 | 17 | 19 | 28 | 35 | 47 | 51 | 48 | 40 | 29 | 24 | 18 | 15 | 47 | 50 | 82 | 94 | 116 | 122 | 129 | 120 | 90 | 69 | 47 | 39 | 114 | 111 | 125 | 101 | 95 | 88 | 95 | 113 | 124 | 134 | 111 | 112 | 45 | 54 | 83 | 92 | 115 | 119 | 122 | 118 | 93 | 71 | 48 | 44 | 67 | 83 | 135 | 161 | 205 | 224 | 231 | 204 | 156 | 112 | 73 | 61 | 6.8 | 6 | 7.8 | 9.4 | 12.9 | 15.5 | 17.4 | 18.8 | 16.4 | 14.9 | 10.7 | 7.7 | -0.8 | -0.7 | 1 | 2.8 | 7.1 | 10.5 | 13 | 13.4 | 11.2 | 9.5 | 4.6 | 0.6 | 5.3 | 21 | 53 | 83 | 27 | 62 | 5.3 | 21 | 53 | 83 | 27 | 62 | 29.8 | 54 | 172 | 145 | 140 | 257 | [11 empty] | 1.25 | 1.24 | 1.73 | 1.52 | 1.75 | Ende
| 1245.698 | 1216.8973 | IT0017a-Firenze | - | - | - | IT0017a |  | x | x | 0017a | IT | Toscana | Firenze |  | prüfen!! | 43.778 | 11.254 | 50 | 10.9 | 6.3 | 7.2 | 10.7 | 13.4 | 19.1 | 23.4 | 25.1 | 25.4 | 20.4 | 16.3 | 10.9 | 7 | 12 | 18 | 28 | 33 | 45 | 49 | 52 | 40 | 28 | 20 | 14 | 11 | 31 | 38 | 63 | 81 | 105 | 109 | 125 | 106 | 80 | 50 | 29 | 25 | 78 | 80 | 102 | 91 | 94 | 87 | 98 | 108 | 112 | 104 | 70 | 67 | 30 | 39 | 66 | 78 | 99 | 103 | 108 | 100 | 77 | 59 | 32 | 26 | 43 | 62 | 104 | 135 | 177 | 191 | 203 | 175 | 126 | 83 | 46 | 37 | 1.3 | 0.8 | 3.8 | 6.9 | 11.9 | 15.5 | 16.6 | 17.4 | 13.4 | 11.5 | 6.4 | 2.1 | -5.8 | -5.6 | -2.5 | 1.2 | 6.7 | 10.8 | 12.1 | 13.1 | 8.6 | 6.3 | 1.2 | -4.7 | 0.7 | 16 | 33 | 106 | 39 | 54 | 4 | 11 | 12 | 14 | 12 | 24 | 29.2 | 52 | 152 | 170 | 166 | 260 | [11 empty] | 1.26 | 1.25 | 1.77 | 1.29 | 1.58 | Ende
| 1047.2393 | 1003.3123 | IT0021a-Trento | - | - | - | IT0021a |  | x | x | 0021a | IT | Trentino - Alto Adige | Trento |  | prüfen!! | 46.069 | 11.12 | 194 | 10.3 | 2 | 4.6 | 9.7 | 13.2 | 18.7 | 22.5 | 23.5 | 23.6 | 18.7 | 13.7 | 7.3 | 2.6 | 12 | 15 | 26 | 31 | 43 | 52 | 50 | 38 | 28 | 21 | 12 | 9 | 25 | 39 | 62 | 80 | 83 | 109 | 108 | 97 | 70 | 50 | 27 | 20 | 76 | 89 | 103 | 96 | 84 | 87 | 95 | 105 | 102 | 94 | 74 | 65 | 32 | 40 | 63 | 78 | 83 | 98 | 105 | 98 | 74 | 52 | 31 | 25 | 40 | 59 | 100 | 131 | 147 | 177 | 184 | 161 | 115 | 76 | 44 | 32 | -3.5 | -3.3 | 1 | 5.1 | 10.9 | 14.2 | 15.5 | 16 | 11.8 | 9.3 | 2.6 | -2.3 | -11.4 | -10.7 | -5.3 | -0.5 | 6.5 | 9.2 | 10.7 | 11.8 | 6.8 | 3.3 | -3.9 | -10.4 | -2.6 | 12 | 35 | 155 | 54 | 57 | 2.2 | 10 | 10 | 12 | 11 | 21 | 28 | 44 | 81 | 110 | 126 | 167 | [11 empty] | 1.27 | 1.27 | 1.81 | 1.18 | 1.42 | Ende
| 1299.1782 | 1260.9901 | IT0022a-Perugia | - | - | - | IT0022a |  | x | x | 0022a | IT | Umbria | Perugia |  | prüfen!! | 43.98 | 12.65 | 9 | 8.1 | 4.8 | 5.4 | 9.2 | 12.2 | 18.4 | 23 | 25 | 25.2 | 18.9 | 14.9 | 9.5 | 5.7 | 12 | 16 | 28 | 35 | 44 | 52 | 50 | 41 | 28 | 21 | 14 | 11 | 34 | 43 | 69 | 79 | 105 | 113 | 116 | 102 | 76 | 53 | 30 | 27 | 87 | 99 | 109 | 87 | 91 | 84 | 93 | 105 | 102 | 102 | 70 | 75 | 33 | 47 | 72 | 73 | 101 | 97 | 104 | 102 | 75 | 59 | 32 | 28 | 47 | 69 | 111 | 130 | 176 | 185 | 194 | 172 | 122 | 84 | 48 | 39 | 0.5 | 0.3 | 2.8 | 5.8 | 11.1 | 13 | 12.6 | 13.9 | 12.4 | 11.1 | 6.4 | 2.4 | -7.1 | -7.2 | -4.3 | 0.1 | 5.4 | 8.7 | 9.1 | 10.3 | 7.2 | 5.3 | 0.8 | -5.2 | -0.6 | 20 | 41 | 85 | 33 | 58 | 4.7 | 9 | 10 | 10 | 10 | 19 | 30 | 43 | 177 | 189 | 191 | 305 | [11 empty] | 1.26 | 1.25 | 1.76 | 1.29 | 1.55 | Ende
| 886.7823 | 874.348 | IT0023a-Aosta | - | - | - | IT0023a |  | x | x | 0023a | IT | Valle d'Aosta | Aosta |  | prüfen!! | 45.735 | 7.309 | 583 | 11.3 | 0.7 | 2.2 | 7 | 9.9 | 15 | 18.6 | 19.4 | 19.3 | 15.2 | 10.6 | 4.4 | 1.2 | 12 | 17 | 26 | 32 | 45 | 56 | 53 | 40 | 27 | 21 | 12 | 10 | 29 | 42 | 67 | 86 | 104 | 113 | 121 | 102 | 73 | 52 | 29 | 25 | 89 | 91 | 115 | 105 | 92 | 90 | 98 | 104 | 106 | 103 | 76 | 78 | 33 | 42 | 73 | 86 | 91 | 104 | 107 | 93 | 75 | 55 | 35 | 26 | 45 | 64 | 110 | 140 | 170 | 183 | 191 | 164 | 118 | 80 | 45 | 37 | -3.4 | -3.3 | -0.4 | 2.1 | 7.8 | 11 | 12.2 | 13.1 | 9.6 | 6.3 | 0.6 | -2.8 | -11.8 | -11.6 | -7.8 | -5 | 2.3 | 4.9 | 6.4 | 7.8 | 4.1 | -0.3 | -7 | -10.6 | -5.5 | 15 | 35 | 123 | 44 | 55 | -4.5 | 12 | 14 | 16 | 14 | 27 | 24.5 | 58 | 126 | 114 | 91 | 180 | [11 empty] | 1.27 | 1.27 | 1.77 | 1.16 | 1.41 | Ende
| 1041.2131 | 1007.1999 | IT0009a-Brescia | - | - | - | IT0009a |  | x | x | 0009a | IT | Lombardia | Brescia |  | prüfen!! | 45.55 | 10.22 | 156 | 9.6 | 2.2 | 4.2 | 9 | 12.5 | 18.6 | 22.7 | 23.9 | 24 | 19 | 13.9 | 7.6 | 3.1 | 15 | 21 | 32 | 37 | 53 | 63 | 62 | 47 | 34 | 22 | 13 | 12 | 25 | 39 | 63 | 80 | 97 | 109 | 118 | 102 | 70 | 45 | 22 | 19 | 69 | 75 | 100 | 92 | 88 | 85 | 92 | 106 | 97 | 88 | 59 | 49 | 30 | 39 | 66 | 74 | 98 | 99 | 111 | 99 | 75 | 50 | 28 | 21 | 37 | 56 | 102 | 127 | 165 | 180 | 190 | 167 | 114 | 70 | 37 | 29 | -0.8 | -1.1 | 2.7 | 6.4 | 11.1 | 15.1 | 16.4 | 17 | 12.7 | 10.3 | 4.8 | 0.2 | -8.5 | -8.7 | -4 | 0.4 | 6.1 | 10 | 11.4 | 12.5 | 7.8 | 4.8 | -1.1 | -7.5 | -1.9 | 15 | 17 | 58 | 36 | 34 | 1 | 9 | 8 | 8 | 8 | 14 | 32.7 | 65 | 143 | 165 | 148 | 249 | [11 empty] | 1.28 | 1.28 | 1.81 | 1.18 | 1.42 | Ende
| 2007.9231 | 1987.0663 | IT0024a-Catania | - | - | - | IT0024a |  | x | x | 0024a | IT | Sicilia | Catania | Source: ClimateAtlas 1971-2000 & ground measured data 2009-2013. | 2014 PHI. PassREg | 37.4 | 14.91 | 31 | 10.3 | 10.4 | 10.8 | 12.2 | 14.4 | 18.6 | 23.2 | 26.1 | 26.6 | 23.7 | 19.4 | 14.9 | 11.6 | 21 | 24 | 32 | 41 | 47 | 50 | 48 | 42 | 33 | 28 | 22 | 19 | 46 | 54 | 81 | 91 | 107 | 110 | 114 | 112 | 82 | 67 | 43 | 38 | 98 | 110 | 120 | 101 | 94 | 83 | 92 | 110 | 116 | 115 | 104 | 103 | 43 | 59 | 79 | 90 | 108 | 117 | 117 | 109 | 81 | 67 | 52 | 45 | 71 | 91 | 135 | 159 | 203 | 217 | 223 | 198 | 146 | 107 | 76 | 67 | 6 | 4.8 | 7.5 | 10.3 | 11.8 | 14.4 | 17.1 | 17.9 | 16.8 | 14.2 | 11 | 6.6 | [12 empty] | 6.3 | 25 | 45 | 100 | 50 | 80 | 8.1 | 10 | 15 | 20 | 10 | 20 | 28.5 | 75 | 170 | 155 | 180 | 325 | 21.7 | 29.8 | 60 | 145 | 215 | 185 | 260 | 19 |  |  |  | 1.24 | 1.22 | 1.62 | 1.61 | 1.88 | Ende
| 1375.398 | 1334.7086 | IT0011b-Ancona | - | - | - | IT0011b |  | x | x | 0011b | IT | Marche | Ancona |  | 2014 PHI. PassREg | 43.62 | 13.52 | 105 | 9.4 | 5.5 | 6.5 | 10 | 13 | 18.1 | 22.3 | 24.4 | 24.2 | 19.6 | 15.9 | 11.2 | 7 | 12 | 17 | 24 | 34 | 46 | 52 | 51 | 40 | 28 | 21 | 13 | 11 | 29 | 34 | 65 | 91 | 110 | 114 | 120 | 104 | 80 | 48 | 26 | 26 | 76 | 63 | 101 | 108 | 96 | 89 | 102 | 112 | 114 | 93 | 62 | 70 | 31 | 32 | 64 | 87 | 100 | 100 | 120 | 106 | 79 | 55 | 30 | 26 | 42 | 54 | 104 | 150 | 180 | 191 | 210 | 179 | 130 | 80 | 42 | 37 | 1.8 | 1.4 | 4.2 | 7.6 | 12.6 | 16.2 | 17.5 | 18.5 | 14.9 | 12.1 | 7.1 | 2.8 | -5.3 | -5 | -2.5 | 1.2 | 6.4 | 10.9 | 12.4 | 13.7 | 9.3 | 7 | 1.8 | -4.4 | 0.9 | 10 | 15 | 35 | 20 | 25 | 3.6 | 5 | 5 | 5 | 5 | 10 | 29.3 | 75 | 185 | 195 | 195 | 330 | 20 | 27.2 | 50 | 160 | 230 | 160 | 270 | 21 |  |  |  | 1.26 | 1.25 | 1.77 | 1.3 | 1.58 | Ende
| 1261.4962 | 1223.8428 | IT0025a-Cervia | - | - | - | IT0025a |  | x | x | 0025a | IT | Emilia-Romagna | Cervia | Source: Meteonorm V7 Station Cervia ("new" period). Load data from CTI TRY. | 2014 PHI. PassREg. Compared with satellite, UNI, ground measured, ClimateAtlas. | 44.21 | 12.3 | 10 | 10.4 | 3.3 | 4.9 | 9.1 | 12.7 | 18 | 22.1 | 24.4 | 24.1 | 19.1 | 15.2 | 9.7 | 4.6 | 12 | 16 | 26 | 33 | 47 | 51 | 51 | 39 | 29 | 20 | 11 | 9 | 25 | 37 | 66 | 79 | 106 | 109 | 114 | 98 | 70 | 44 | 23 | 18 | 59 | 79 | 107 | 92 | 93 | 86 | 94 | 104 | 98 | 83 | 56 | 45 | 26 | 38 | 69 | 74 | 101 | 98 | 105 | 101 | 71 | 49 | 26 | 20 | 37 | 59 | 107 | 129 | 176 | 183 | 190 | 166 | 114 | 72 | 38 | 28 | 1.5 | 2.1 | 5.4 | 9.4 | 13.5 | 16.9 | 18.4 | 19.3 | 15.5 | 13 | 7.8 | 2.8 | -6 | -5.1 | -1.9 | 3.2 | 7.3 | 11.6 | 13.5 | 14.4 | 9.9 | 7.6 | 2.2 | -4.4 | -1.1 | 10 | 15 | 25 | 15 | 20 | 0.1 | 10 | 10 | 15 | 10 | 15 | 29.7 | 85 | 155 | 165 | 160 | 330 |  | 23.9 | 50 | 150 | 220 | 160 | 240 |  |  |  |  | 1.26 | 1.25 | 1.78 | 1.28 | 1.56 | Ende
| 952.163 | 940.5642 | IT0013b-Torino | - | - | - | IT0013b |  | x | x | 0013b | IT | Piemonte | Torino | Verschiedene Quellen; Vergleich & Bearbeitung durch ZEPHIR Passivhaus Italia & PHI | 2015 PHI & ZEPHIR | 45.19 | 7.65 | 287 | 10.43 | 1.6 | 3.6 | 8.1 | 12.1 | 16.7 | 21.3 | 22.9 | 22.2 | 18.4 | 12.6 | 6.7 | 2.2 | 14 | 17 | 26 | 33 | 43 | 51 | 52 | 40 | 28 | 21 | 13 | 12 | 28 | 43 | 69 | 75 | 92 | 105 | 111 | 96 | 71 | 45 | 30 | 24 | 74 | 93 | 117 | 96 | 90 | 88 | 103 | 111 | 101 | 83 | 71 | 66 | 29 | 43 | 70 | 78 | 87 | 103 | 112 | 95 | 72 | 48 | 30 | 24 | 44 | 65 | 112 | 133 | 161 | 179 | 198 | 167 | 117 | 73 | 47 | 38 | -2.4 | -1.7 | 2.5 | 5.2 | 10.4 | 14.5 | 16.1 | 16 | 12.4 | 9.8 | 3.3 | -1.2 | -11.1 | -9.7 | -4.7 | -0.2 | 5.3 | 9.2 | 11.2 | 10.9 | 8 | 3.6 | -4.3 | -9.6 | -3 | 15 | 35 | 90 | 20 | 45 | 0.7 | 10 | 15 | 25 | 15 | 25 | 27.6 | 70 | 190 | 180 | 175 | 325 | 20.1 | 23.4 | 45 | 150 | 205 | 165 | 250 | 17.8 |  |  |  | 1.27 | 1.27 | 1.78 | 1.19 | 1.44 | Ende
| 8796.2626 | 8697.3724 | JP0002a-Sapporo | - | - | 27 | JP0002a |  | x | x | 0002a | JP |  | Sapporo | Source: Meteonorm. | 2009 PHI. Vergleich mit IWEC. | 43.08 | 141.35 | 18 | 6.8 | -3.924 | -3.324 | 0.576 | 7.276 | 12.876 | 16.976 | 20.976 | 21.976 | 18.276 | 11.876 | 4.976 | -1.724 | 23 | 30 | 48 | 54 | 52 | 54 | 51 | 44 | 33 | 26 | 21 | 19 | 39 | 55 | 84 | 91 | 88 | 91 | 84 | 79 | 64 | 53 | 36 | 32 | 92 | 103 | 120 | 100 | 78 | 68 | 69 | 76 | 86 | 92 | 78 | 77 | 44 | 56 | 85 | 93 | 84 | 85 | 79 | 74 | 67 | 53 | 40 | 33 | 49 | 67 | 109 | 132 | 152 | 153 | 144 | 130 | 108 | 81 | 48 | 40 | -9 | -8.7 | -6 | -0.1 | 5.9 | 11.2 | 16.3 | 17.1 | 12.5 | 5.8 | -1 | -7.1 | -19.5 | -19.4 | -15.3 | -7.9 | 0.2 | 5.4 | 11.7 | 12.4 | 7.7 | -0.5 | -8.7 | -16.1 | -9.7 | 46 | 91 | 164 | 78 | 105 | -2.4 | 11 | 11 | 11 | 11 | 17 | 23.6 | 64 | 123 | 120 | 115 | 201 | [11 empty] | 1.26 | 1.25 | 1.79 | 1.21 | 1.64 | Ende
| 9499.1064 | 9395.8193 | JP0001a-Tokyo | - | - | - | JP0001a |  | x | x | 0001a | JP |  | Tokyo | Source: Meteonorm. | 2009 PHI. Vergleich mit IWEC, EOSWEB, NOAA. | 35.683 | 139.767 | 5 | 6.1 | 6.3 | 6.8 | 9.9 | 15.3 | 19.2 | 22.7 | 26.5 | 27.2 | 24.1 | 18.7 | 13.6 | 8.6 | 19 | 23 | 30 | 35 | 43 | 37 | 41 | 39 | 27 | 24 | 19 | 16 | 50 | 46 | 62 | 64 | 79 | 61 | 65 | 64 | 49 | 46 | 40 | 41 | 108 | 91 | 81 | 70 | 64 | 49 | 56 | 66 | 59 | 75 | 80 | 99 | 46 | 55 | 56 | 67 | 71 | 55 | 62 | 72 | 48 | 47 | 38 | 42 | 74 | 82 | 105 | 119 | 137 | 111 | 122 | 125 | 88 | 80 | 66 | 64 | -4.9 | -4.5 | -0.5 | 6.4 | 12.2 | 16.8 | 20.5 | 21.2 | 17.9 | 11.5 | 5.1 | -2 | -12 | -11.5 | -5.7 | 1.8 | 8.2 | 14.2 | 17.8 | 18.4 | 15.5 | 7.6 | 0.9 | -8.9 | 3.3 | 27 | 65 | 123 | 51 | 90 | 5.8 | 18 | 31 | 75 | 44 | 57 | 30.4 | 61 | 98 | 102 | 96 | 185 | [11 empty] | 1.23 | 1.2 | 1.6 | 1.51 | 1.68 | Ende
| 8805.0755 | 8694.4994 | KR0001a-Seoul | - | - | 28 | KR0001a |  | x | x | 0001a | KR |  | Seoul |  | confirmed 2015 PHI | 37.5 | 127 | 109 |  | -1.9 | 0.8 | 6.1 | 12.9 | 17.9 | 22.3 | 25 | 25.3 | 21.4 | 14.5 | 7.4 | 0.7 | 17 | 20 | 30 | 35 | 43 | 42 | 36 | 34 | 29 | 25 | 17 | 15 | 39 | 44 | 60 | 75 | 79 | 72 | 55 | 59 | 59 | 56 | 34 | 34 | 84 | 88 | 86 | 80 | 70 | 58 | 48 | 59 | 75 | 92 | 78 | 79 | 36 | 50 | 60 | 72 | 76 | 66 | 51 | 63 | 59 | 56 | 42 | 35 | 60 | 76 | 105 | 131 | 143 | 130 | 100 | 109 | 105 | 92 | 60 | 51 | -9.6 | -7.9 | -3.2 | 3.4 | 10.2 | 15.9 | 20.6 | 20.5 | 15.3 | 7.3 | 0 | -7.5 | -19.1 | -16.5 | -9.8 | -1.9 | 6.1 | 12.8 | 18.2 | 17.3 | 12 | 2.2 | -6.5 | -16.3 | -8.8 | 22 | 51 | 106 | 44 | 77 | 1.2 | 11 | 12 | 14 | 12 | 23 | 31 | 57 | 132 | 120 | 134 | 239 | [11 empty] | 1.28 | 1.24 | 1.75 | 1.84 | 2.04 | Ende
| 8973.9159 | 8862.8017 | KR0002a-Jeonju | - | - | - | KR0002a |  | x | x | 0002a | KR |  | Jeonju | Source: Meteonorm V6.1 & satellite data | 2013 PHI. MN Station: Chonchu (Jeonju) KS, Perez, neuePeriode. KL: EOSWEB. Vergleich mit EOSWEB & Korean Meteorology Organisation (1981-2012). | 35.82 | 127.15 | 72 | 7.1 | 0 | 2 | 6.7 | 13.4 | 18.3 | 22.7 | 26 | 26.1 | 22.1 | 15.2 | 8.7 | 2.4 | 18 | 21 | 30 | 36 | 45 | 44 | 44 | 38 | 30 | 26 | 20 | 17 | 44 | 50 | 67 | 80 | 90 | 75 | 75 | 78 | 64 | 66 | 42 | 39 | 98 | 96 | 96 | 85 | 73 | 60 | 61 | 72 | 82 | 110 | 96 | 96 | 42 | 52 | 66 | 78 | 89 | 75 | 69 | 75 | 65 | 64 | 49 | 42 | 68 | 84 | 116 | 143 | 163 | 141 | 134 | 137 | 117 | 108 | 74 | 63 | -5.8 | -4.9 | -1.3 | 4.6 | 11.3 | 17.1 | 21.7 | 21.6 | 16.8 | 9.1 | 2.5 | -3.8 | -14.8 | -13.4 | -8 | -0.8 | 6.5 | 13.7 | 18.6 | 17.7 | 13.1 | 3.6 | -4.1 | -12.6 | -5.3 | 23 | 60 | 132 | 54 | 89 | 0.1 | 21 | 31 | 62 | 37 | 57 | 28.8 | 85 | 164 | 144 | 164 | 307 |  | 26.2 | 69 | 150 | 200 | 150 | 266 |  |  |  |  | 1.27 | 1.22 | 1.7 | 1.86 | 1.97 | Ende
| 8907.0371 | 8796.3761 | KR0003a-Cheongju | - | - | - | KR0003a |  | x | x | 0003a | KR |  | Cheongju | Source: Meteonorm V6.1 & satellite data | 2011 PHI | 36.65 | 127.45 | 62 | 6.7 | -1.8 | 0.6 | 6.1 | 13.3 | 18.2 | 22.5 | 25.5 | 25.5 | 21.1 | 14 | 7 | 0.5 | 18 | 21 | 30 | 36 | 45 | 44 | 38 | 35 | 30 | 26 | 18 | 16 | 42 | 47 | 62 | 75 | 84 | 71 | 58 | 65 | 60 | 58 | 37 | 35 | 92 | 91 | 89 | 82 | 71 | 60 | 51 | 62 | 75 | 96 | 85 | 87 | 39 | 51 | 61 | 74 | 79 | 71 | 56 | 62 | 59 | 58 | 44 | 39 | 64 | 80 | 108 | 134 | 149 | 135 | 108 | 114 | 107 | 96 | 65 | 56 | -8 | -7 | -3 | 3.2 | 10 | 16.2 | 20.7 | 20.8 | 15.8 | 7.8 | 0.8 | -5.7 | -17.5 | -15.7 | -9.6 | -1.9 | 5.9 | 13.1 | 18.4 | 17.5 | 12.2 | 2.4 | -5.9 | -14.8 | -5.8 | 23 | 76 | 194 | 76 | 126 | -0.7 | 23 | 43 | 97 | 43 | 80 | 27.6 | 80 | 153 | 137 | 152 | 286 | [11 empty] | 1.27 | 1.23 | 1.73 | 1.86 | 2.01 | Ende
| 5555.336 | 5437.9679 | KZ0001a-Almaty | - | - | 29 | KZ0001a |  | x | x | 0001a | KZ |  | Almaty | Source: Meteonorm. | 2011 PHI | 43.32 | 76.92 | 976 | 12.5 | -5.7 | -3.6 | 3.5 | 11 | 16.7 | 21.4 | 23.4 | 22.6 | 17.5 | 9.8 | 1.7 | -4.1 | 14 | 17 | 27 | 38 | 49 | 53 | 52 | 42 | 31 | 24 | 16 | 13 | 34 | 44 | 59 | 75 | 100 | 104 | 105 | 99 | 75 | 52 | 30 | 24 | 89 | 93 | 91 | 86 | 87 | 82 | 87 | 99 | 102 | 97 | 65 | 66 | 34 | 44 | 59 | 74 | 90 | 99 | 103 | 95 | 75 | 55 | 32 | 28 | 53 | 70 | 100 | 128 | 167 | 183 | 183 | 169 | 126 | 89 | 48 | 40 | -8.6 | -6.8 | -1.5 | 3.7 | 8.5 | 10.9 | 11.8 | 10.3 | 6.4 | 2.4 | -2 | -6.9 | -19.6 | -17.5 | -9.4 | -2.4 | 3.2 | 6.4 | 7.6 | 6.5 | 1.4 | -3.9 | -10.4 | -17 | -14.3 | 19 | 38 | 95 | 39 | 61 | -9.4 | 12 | 18 | 37 | 18 | 37 | 27.3 | 69 | 151 | 124 | 135 | 257 | [11 empty] | 1.2 | 1.24 | 1.94 | 1.19 | 0.97 | Ende
| 1679.545 | 1563.0791 | LT0001a-Vilnius | - | - | 30 | LT0001a |  | x | x | 0001a | LT |  | Vilnius |  |  | 54.6833 | 25.2667 | 112 |  | -5.9 | -4.6 | -0.4 | 5.9 | 12.7 | 16 | 17.1 | 16.5 | 11.8 | 6.8 | 1.4 | -2.7 | 10 | 19 | 31 | 36 | 55 | 57 | 57 | 41 | 25 | 15 | 8 | 6 | 19 | 36 | 60 | 73 | 102 | 97 | 103 | 84 | 48 | 32 | 15 | 9 | 50 | 77 | 96 | 97 | 102 | 88 | 96 | 98 | 77 | 66 | 37 | 27 | 17 | 35 | 58 | 75 | 108 | 100 | 99 | 86 | 52 | 33 | 15 | 9 | 17 | 36 | 71 | 110 | 161 | 158 | 162 | 131 | 75 | 45 | 18 | 10 | [53 empty] | 1.27 | 1.26 | 1.7 | 1.33 | 1.3 | Ende
| 1606.2807 | 1490.8122 | LT0002a-Panara | - | - | - | LT0002a |  | x | x | 0002a | LT |  | Panara | Source: Meteonorm V6. | 2012 PHI. | 54.09 | 24.11 | 110 |  | -3.9 | -3.3 | 0.4 | 7.3 | 13.5 | 16.6 | 19 | 18.4 | 13.3 | 8 | 1.6 | -2.8 | 7 | 12 | 24 | 34 | 47 | 54 | 52 | 40 | 25 | 16 | 8 | 5 | 15 | 27 | 47 | 69 | 102 | 99 | 100 | 84 | 52 | 33 | 15 | 9 | 42 | 65 | 83 | 91 | 104 | 89 | 97 | 98 | 79 | 68 | 40 | 26 | 15 | 27 | 51 | 70 | 98 | 88 | 95 | 84 | 53 | 35 | 17 | 8 | 20 | 39 | 75 | 112 | 166 | 157 | 165 | 136 | 83 | 51 | 22 | 13 | -5.2 | -4.6 | -3.3 | 2 | 6.8 | 10.6 | 13.6 | 12.2 | 8 | 4.6 | 0.4 | -4.6 | -15.6 | -14.5 | -12.1 | -5.3 | 0 | 4.8 | 8 | 6.6 | 2.1 | -2.3 | -7.7 | -13.3 | -13.5 | 10 | 25 | 83 | 25 | 31 | -8.8 | 5 | 5 | 11 | 5 | 11 | 25.2 | 87 | 188 | 209 | 188 | 314 | [11 empty] | 1.28 | 1.27 | 1.72 | 1.32 | 1.32 | Ende
| 507.4483 | 461.671 | LU0001a-Luxembourg | - | - | 31 | LU0001a |  | x | x | 0001a | LU |  | Luxembourg |  |  | 49.612 | 6.13 | 259 | 8.2 | -0.032124 | 0.85968 | 4.0309 | 7.1371 | 11.9022 | 14.345 | 17.0171 | 16.502 | 12.7352 | 9.0798 | 3.6491 | 1.1336 | 11.8341 | 21.4498 | 37.0882 | 53.6657 | 71.1587 | 79.3043 | 76.1662 | 62.5692 | 42.7242 | 29.0437 | 14.3262 | 10.0122 | 15.4044 | 28.9994 | 54.2652 | 76.8392 | 97.6177 | 100.4584 | 106.4026 | 92.7587 | 61.5718 | 38.5532 | 20.1151 | 12.7712 | 28.349 | 50.382 | 70.7415 | 85.7519 | 93.7379 | 92.4781 | 99.0372 | 96.7656 | 85.5221 | 59.1608 | 36.1365 | 24.2193 | 15.6042 | 31.8942 | 51.596 | 74.3811 | 102.6301 | 101.3347 | 107.3641 | 88.7151 | 67.0613 | 41.305 | 19.1182 | 12.8355 | 21.2547 | 41.99 | 74.4999 | 111.0849 | 146.6828 | 151.6023 | 160.7594 | 134.1231 | 93.1599 | 55.8213 | 26.5727 | 17.624 | [12 empty] | -10.0321 | -9.1403 | -5.9691 | -2.8629 | 1.9022 | 4.345 | 7.0171 | 6.502 | 2.7352 | -0.92016 | -6.3509 | -8.8664 | -5.1 | 15 | 20 | 55 | 20 | 30 | -3.8 | 10 | 15 | 20 | 15 | 20 | [17 empty] | 1.29 | 1.3 | 1.77 | 1.09 | 1.29 | Ende
| 1767.2075 | 1649.4941 | LV0002a-Dougavpils | - | - | 32 | LV0002a |  | x | x | 0002a | LV |  | Dougavpils | Source: Meteonorm7, Station: Dougavpils. | 2014 PHI. PassREg. Compared with WMO, EOSWEB, LBN 003-01. PHI May 2014 | 55.87 | 26.62 | 122 | 10 | -3.7 | -4.6 | -0.1 | 7.1 | 12.1 | 15.1 | 18.4 | 16.9 | 11.9 | 6.6 | 1.8 | -2.2 | 4 | 8 | 20 | 31 | 46 | 55 | 53 | 36 | 23 | 12 | 5 | 3 | 6 | 15 | 53 | 85 | 100 | 113 | 117 | 79 | 62 | 27 | 8 | 5 | 16 | 33 | 100 | 119 | 103 | 104 | 110 | 95 | 101 | 59 | 23 | 13 | 7 | 16 | 56 | 88 | 96 | 107 | 106 | 83 | 63 | 30 | 11 | 6 | 10 | 23 | 76 | 127 | 153 | 176 | 175 | 124 | 90 | 39 | 13 | 7 | -5.7 | -6.9 | -4 | 0.3 | 5.4 | 9.3 | 13.1 | 12.3 | 8.3 | 4.1 | 0.2 | -3.9 | -14.4 | -16.2 | -13.3 | -7.8 | -1.3 | 2.7 | 7 | 6.8 | 1.7 | -2.4 | -6.9 | -12.2 | -16.2 | 5 | 7 | 11 | 5 | 10 | -12.8 | 5 | 7 | 11 | 5 | 10 | 25.4 | 100 | 215 | 229 | 215 | 342 |  | 21.8 | 60 | 165 | 265 | 165 | 233 |  |  |  |  | 1.26 | 1.25 | 1.68 | 1.32 | 1.28 | Ende
| 1621.7708 | 1503.554 | LV0001a-Riga | - | - | - | LV0001a |  | x | x | 0001a | LV |  | Riga | Source: Meteonorm7, Station: Riga. | 2014 PHI. PassREg. New period. Compared with WMO, EOSWEB, LBN 003-01. | 56.97 | 24.05 | 2 | 8.4 | -2.1 | -2.7 | 0.7 | 7 | 12.3 | 15.4 | 19 | 17.8 | 12.9 | 7.4 | 2.8 | -0.6 | 3 | 7 | 19 | 31 | 47 | 60 | 54 | 36 | 23 | 13 | 4 | 2 | 5 | 12 | 46 | 90 | 106 | 119 | 120 | 75 | 60 | 26 | 8 | 4 | 13 | 28 | 90 | 123 | 110 | 107 | 111 | 94 | 99 | 57 | 24 | 12 | 6 | 14 | 52 | 88 | 103 | 112 | 105 | 79 | 64 | 31 | 10 | 4 | 8 | 19 | 69 | 128 | 160 | 177 | 173 | 120 | 86 | 39 | 12 | 6 | -4.2 | -5 | -3.1 | 0.7 | 5.4 | 9.6 | 13.7 | 12.9 | 9.3 | 4.8 | 1.1 | -2.4 | -12 | -13.3 | -11.9 | -7.6 | -1.4 | 2.5 | 7.6 | 7.8 | 2.7 | -1.7 | -5.8 | -10 | -12.8 | 4 | 5 | 14 | 7 | 10 | -9.7 | 4 | 5 | 14 | 7 | 10 | 25.5 | 106 | 223 | 233 | 223 | 350 |  | 22 | 60 | 163 | 268 | 163 | 230 |  |  |  |  | 1.25 | 1.24 | 1.65 | 1.24 | 1.23 | Ende
| 8905.458 | 8985.7292 | MX0001b-Puebla | - | - | 33 | MX0001b |  | x | x | 0001b | MX | Puebla | Puebla | Source: Satellite data / SMN / Meteonorm. | 2012 PHI. | 19.05 | -98.2 | 2150 | 14 | 13.802 | 15.702 | 17.602 | 19.502 | 19.802 | 19.302 | 18.302 | 18.202 | 18.002 | 17.002 | 15.502 | 14.002 | 40 | 41 | 48 | 54 | 73 | 81 | 77 | 59 | 50 | 47 | 40 | 39 | 90 | 95 | 114 | 109 | 109 | 98 | 103 | 100 | 89 | 94 | 91 | 86 | 162 | 138 | 116 | 70 | 55 | 53 | 55 | 62 | 82 | 123 | 156 | 165 | 91 | 98 | 115 | 110 | 109 | 98 | 103 | 100 | 89 | 95 | 92 | 86 | 151 | 161 | 198 | 196 | 200 | 177 | 188 | 182 | 159 | 161 | 151 | 145 | 2.9 | 3.4 | 4.5 | 6.5 | 8 | 10.7 | 10.3 | 10.2 | 10.9 | 9.4 | 5.9 | 4.1 | -3.9 | -1.9 | -0.8 | 2.2 | 3.2 | 5 | 4.6 | 5.2 | 6.2 | 3.9 | -0.7 | -2.2 | 7.0455 | 40 | 115 | 230 | 115 | 217.5 | 12.8705 | 28.75 | 61.25 | 101.25 | 60 | 121.25 | 24.5205 | 132.5 | 185 | 88.75 | 185 | 337.5 |  | 22.7955 | 73.75 | 181.25 | 217.5 | 181.25 | 320 |  |  |  |  | 1.24 | 1.2 | 0.45 | 1.21 | 1.69 | Ende
| 9085.4532 | 9158.0555 | MX0002b-Guadalajara | - | - | - | MX0002b |  | x | x | 0002b | MX | Jalísco | Guadalajara | Source: Satellite data / SMN / Meteonorm. | 2012 PHI. | 20.7 | -103.3 | 1491 | 13.2 | 16.9 | 18.1 | 20 | 22 | 23.8 | 24 | 22.6 | 22.5 | 22.3 | 21.4 | 19.5 | 17.3 | 38 | 39 | 47 | 53 | 73 | 79 | 72 | 58 | 50 | 45 | 38 | 37 | 89 | 99 | 124 | 123 | 123 | 103 | 98 | 97 | 90 | 99 | 96 | 86 | 166 | 150 | 130 | 77 | 55 | 53 | 56 | 65 | 87 | 136 | 171 | 172 | 89 | 102 | 126 | 123 | 124 | 103 | 99 | 97 | 90 | 99 | 96 | 86 | 149 | 166 | 214 | 219 | 224 | 189 | 180 | 177 | 160 | 168 | 157 | 143 | 2.9 | 2.3 | 1.3 | 2.9 | 6.5 | 13.6 | 14.9 | 15.1 | 15.1 | 12.4 | 7.3 | 3.9 | -2 | -2.1 | -3.6 | -1.9 | 3 | 9.7 | 10.7 | 9.8 | 9.4 | 6.4 | 0.8 | -2.1 | 12.9 | 25 | 83 | 161 | 80 | 147 | 15.4 | 23 | 40 | 66 | 38 | 78 | 27.1 | 128 | 193 | 98 | 193 | 355 |  | 24.6 | 75 | 193 | 225 | 193 | 344 |  |  |  |  | 1.23 | 1.2 | 0.6 | 1.26 | 1.78 | Ende
| 8793.9589 | 8847.934 | MX0003b-Hermosillo | - | - | - | MX0003b |  | x | x | 0003b | MX | Sonora | Hermosillo | Source: Satellite data / SMN / Meteonorm. | 2012 PHI. | 29.1 | -111 | 211 | 12.7 | 17.3 | 18.3 | 20.6 | 24.4 | 27.8 | 31.9 | 32.8 | 32 | 30.7 | 26.5 | 20.5 | 16.9 | 32 | 34.5 | 45 | 50 | 64.5 | 69.25 | 65 | 54.75 | 45 | 39.75 | 32.5 | 30.5 | 71.25 | 79.75 | 110 | 120.25 | 129 | 120 | 110.5 | 103.75 | 99 | 93.25 | 76.25 | 68 | 157.5 | 143.75 | 145.25 | 103.25 | 75.25 | 61.5 | 67 | 84 | 115.75 | 153.25 | 162 | 159.25 | 72 | 81 | 111 | 120.5 | 129.5 | 120.75 | 110.75 | 104.25 | 99 | 93.75 | 76.25 | 68.25 | 118 | 134 | 191 | 215.75 | 238 | 227 | 208.25 | 190.5 | 175.5 | 156.5 | 125.5 | 110.75 | 4.7 | 5.5 | 5.3 | 6.3 | 8.7 | 13.7 | 19.7 | 21 | 19.6 | 13.1 | 7.2 | 3.9 | 0.5 | 0.4 | 1.6 | 3.3 | 6.3 | 12 | 16.9 | 18.1 | 17.3 | 10.8 | 2.5 | -1.2 | 10.068 | 26 | 78 | 189 | 76 | 140 | 15.168 | 17 | 40 | 83 | 37 | 74 | 34.268 | 97 | 185 | 121 | 185 | 353 |  | 32.168 | 70 | 169 | 238 | 169 | 308 |  |  |  |  | 1.2 | 1.15 | 0.99 | 1.39 | 1.89 | Ende
| 7976.0565 | 8066.6757 | MX0004b-Cancún | - | - | - | MX0004b |  | x | x | 0004b | MX | Quintana Roo | Cancún | Source: Satellite data / SMN / Meteonorm. | 2012 PHI. | 21.1 | -86.8 | 5 | 7.7 | 23.97 | 24.67 | 24.87 | 25.67 | 27.17 | 27.47 | 28.07 | 28.27 | 28.17 | 27.47 | 25.87 | 24.67 | 38 | 39 | 47 | 51 | 65 | 72 | 70 | 55 | 47 | 44 | 38 | 36 | 73 | 81 | 99 | 105 | 106 | 95 | 102 | 99 | 88 | 84 | 74 | 69 | 136 | 126 | 111 | 75 | 55 | 51 | 53 | 65 | 87 | 119 | 133 | 136 | 74 | 82 | 99 | 105 | 106 | 95 | 103 | 99 | 88 | 84 | 75 | 69 | 130 | 146 | 183 | 199 | 204 | 184 | 197 | 191 | 165 | 153 | 132 | 123 | 18.8 | 19.6 | 20.1 | 21.2 | 23.1 | 24.5 | 24.6 | 24.7 | 24.7 | 23.7 | 21.5 | 19.8 | 13.7 | 14.9 | 14.7 | 16.2 | 18.9 | 20 | 20.7 | 20.7 | 21 | 19.1 | 16.6 | 13.3 | 20.6 | 20 | 55 | 100 | 50 | 105 | 24.4 | 10 | 30 | 35 | 25 | 55 | 28.9 | 113 | 170 | 95 | 170 | 333 |  | 28.9 | 70 | 159 | 222 | 159 | 304 |  |  |  |  | 1.24 | 1.2 | 0.43 | 1.32 | 1.49 | Ende
| 8918.1155 | 8990.7812 | MX0005a-Aguascalientes | - | - | - | MX0005a |  | x | x | 0005a | MX | Aguascalientes | Aguascalientes | Source: Satellite data / SMN / Meteonorm. | 2012 PHI. | 21.88 | -102.3 | 1865 | 12.9 | 13.4 | 14.9 | 17.6 | 20.1 | 22.5 | 22.5 | 21 | 20.7 | 20.2 | 18.5 | 16.1 | 14.1 | 37 | 39 | 47 | 53 | 71 | 78 | 72 | 58 | 49 | 44 | 37 | 36 | 87 | 98 | 122 | 120 | 122 | 106 | 104 | 103 | 94 | 101 | 95 | 87 | 166 | 151 | 132 | 80 | 57 | 54 | 56 | 68 | 91 | 140 | 173 | 175 | 88 | 101 | 124 | 121 | 123 | 106 | 105 | 103 | 94 | 102 | 95 | 87 | 144 | 161 | 209 | 212 | 220 | 193 | 189 | 186 | 165 | 168 | 154 | 141 | 1.7 | 0.8 | -1.1 | 0.1 | 4.1 | 11.7 | 12.6 | 12.5 | 12.5 | 9.7 | 6.6 | 2.9 | -5.9 | -5.5 | -5.2 | -0.6 | 2.7 | 7.5 | 7.4 | 7.4 | 6.4 | 1.6 | -4.4 | -4.9 | 9.3 | 34 | 114 | 243 | 114 | 213 | 12.4 | 31 | 58 | 104 | 60 | 118 | 26.3 | 127 | 194 | 102 | 194 | 356 |  | 23.2 | 75 | 193 | 237 | 193 | 340 |  |  |  |  | 1.23 | 1.19 | 0.68 | 1.28 | 1.86 | Ende
| 8925.4889 | 9004.3448 | MX0006a-México D.F. | - | - | - | MX0006a |  | x | x | 0006a | MX | Distrito Federal | México D.F. | Source: Satellite data / SMN / Meteonorm. | 2012 PHI. | 19.47 | -99.08 | 2239 | 13 | 13.9 | 15.4 | 17.8 | 19.1 | 20 | 19.3 | 18.2 | 18.3 | 18.1 | 17.2 | 15.8 | 14.2 | 40 | 40 | 48 | 54 | 73 | 78 | 74 | 59 | 51 | 47 | 40 | 39 | 90 | 97 | 117 | 109 | 108 | 94 | 97 | 95 | 86 | 90 | 89 | 84 | 161 | 142 | 119 | 72 | 57 | 54 | 56 | 63 | 80 | 118 | 151 | 162 | 90 | 100 | 118 | 110 | 108 | 95 | 97 | 95 | 86 | 91 | 89 | 84 | 148 | 163 | 200 | 194 | 194 | 170 | 175 | 171 | 151 | 154 | 146 | 141 | 4.8 | 4.5 | 3.9 | 6.5 | 9.5 | 12.5 | 11.5 | 11.5 | 12.5 | 10.5 | 8.5 | 5.9 | -4.1 | -2.3 | -0.9 | 4 | 6.2 | 8.2 | 7.2 | 7.8 | 7.6 | 4.2 | -0.8 | -3.2 | 8.7895 | 31.25 | 97.5 | 197.5 | 96.25 | 182.5 | 12.8645 | 25 | 56.25 | 91.25 | 55 | 108.75 | 25.254 | 134 | 188 | 90 | 188 | 338 |  | 23.4 | 75 | 183 | 209 | 183 | 322 |  |  |  |  | 1.24 | 1.21 | 0.46 | 1.21 | 1.71 | Ende
| 8460.7314 | 8531.9571 | MX0007a-Monterrey | - | - | - | MX0007a |  | x | x | 0007a | MX | Nuevo León | Monterrey | Source: Satellite data / SMN / Meteonorm. | 2012 PHI. | 25.67 | -100.31 | 515 | 11.3 | 15.1 | 17.7 | 20.8 | 24 | 26.9 | 28.7 | 29.2 | 29.1 | 26.5 | 22.9 | 19 | 15.1 | 32.75 | 35 | 45.25 | 49.75 | 62.5 | 67.5 | 65.5 | 55.75 | 46.25 | 41 | 33.25 | 31.25 | 64 | 70.75 | 93.5 | 93.25 | 101 | 99.5 | 103.25 | 99.5 | 84.75 | 80.5 | 69 | 62 | 126.75 | 116 | 115.25 | 79.25 | 64.25 | 56.25 | 60.75 | 75.5 | 93.25 | 120 | 133.75 | 129.25 | 64.25 | 72 | 94.25 | 93.5 | 101.5 | 100 | 103.5 | 99.5 | 84.75 | 80.75 | 69 | 62 | 108.25 | 121.25 | 165.75 | 171 | 188.25 | 188.25 | 194.25 | 183.25 | 152.25 | 138.5 | 116.75 | 103.5 | 7 | 8.2 | 11.1 | 14.2 | 18.2 | 20.2 | 20 | 20 | 19.6 | 17.1 | 12.4 | 6.6 | -0.25 | 1.75 | 4.75 | 9 | 12 | 14.25 | 14.25 | 14.75 | 13.25 | 9 | 3.75 | 0.25 | 3.3 | 45 | 108.75 | 233.75 | 107.5 | 205 | 9.7 | 23.75 | 35 | 63.75 | 36.25 | 73.75 | 31.2 | 98.75 | 177.5 | 115 | 177.5 | 335 |  | 28.2 | 71.25 | 166.25 | 215 | 166.25 | 305 |  |  |  |  | 1.23 | 1.19 | 1.06 | 1.33 | 1.91 | Ende
| 8980.8948 | 9064.6661 | MX0008a-Oaxaca | - | - | - | MX0008a |  | x | x | 0008a | MX | Oaxaca | Oaxaca | Source: Satellite data / SMN / Meteonorm. | 2012 PHI. | 17.08 | -96.71 | 1555 | 13.3 | 18.2 | 19.7 | 22.5 | 24.2 | 24.5 | 23 | 22.1 | 21.9 | 21.7 | 21 | 19.6 | 18.3 | 41 | 41 | 49 | 54 | 74 | 78 | 76 | 59 | 50 | 47 | 40 | 40 | 92 | 93 | 112 | 110 | 104 | 88 | 93 | 92 | 81 | 89 | 90 | 89 | 160 | 131 | 109 | 66 | 54 | 53 | 54 | 58 | 74 | 112 | 146 | 165 | 94 | 95 | 113 | 110 | 104 | 88 | 93 | 92 | 81 | 89 | 90 | 90 | 155 | 162 | 198 | 199 | 192 | 163 | 172 | 169 | 147 | 155 | 150 | 151 | 10.75 | 10.5 | 10.75 | 12.5 | 14.5 | 16.5 | 16.25 | 16.25 | 16.5 | 15 | 13.75 | 11.75 | 2 | 2.75 | 4.25 | 7.75 | 11 | 12.75 | 11.75 | 12 | 12.75 | 9.5 | 5.75 | 3.25 | 14.1 | 22 | 70 | 136 | 70 | 137 | 17.3 | 19 | 47 | 52 | 44 | 89 | 27.2 | 134 | 177 | 82 | 177 | 334 |  | 25.8 | 75 | 181 | 223 | 181 | 326 |  |  |  |  | 1.23 | 1.2 | 0.28 | 1.21 | 1.6 | Ende
| 8810.5111 | 8852.8434 | MX0009a-Tijuana | - | - | - | MX0009a |  | x | x | 0009a | MX | Baja California | Tijuana | Source: Satellite data / SMN / Meteonorm. | 2012 PHI. | 32.44 | -116.91 | 120 | 12.17 | 13.7 | 14.1 | 14.6 | 16.4 | 18.1 | 20.5 | 22.7 | 23.4 | 22.5 | 19.6 | 16.2 | 13.7 | 29 | 33 | 43 | 50 | 60 | 62 | 62 | 54 | 44 | 38 | 30 | 27 | 64 | 71 | 94 | 109 | 107 | 97 | 103 | 105 | 92 | 80 | 69 | 61 | 149 | 134 | 133 | 105 | 78 | 66 | 73 | 93 | 114 | 138 | 155 | 151 | 64 | 72 | 95 | 109 | 108 | 98 | 104 | 105 | 92 | 80 | 69 | 61 | 104 | 118 | 164 | 195 | 198 | 184 | 194 | 192 | 162 | 134 | 111 | 97 | 8 | 8.3 | 9.6 | 10.2 | 12.6 | 14 | 16.1 | 16.9 | 16.1 | 13.1 | 9.5 | 6.9 | -1 | 0 | 1 | 2 | 5 | 9 | 11 | 12 | 10 | 7 | 1 | -2 | 8.6 | 25 | 75 | 200 | 75 | 130 | 13.1 | 25 | 40 | 70 | 40 | 85 | 27.1 | 95 | 200 | 150 | 200 | 370 |  | 27.9 | 70 | 175 | 265 | 175 | 320 |  |  |  |  | 1.21 | 1.18 | 1.22 | 1.28 | 1.59 | Ende
| 8778.9053 | 8860.1837 | MX0010a-Xalapa | - | - | - | MX0010a |  | x | x | 0010a | MX | Veracruz | Xalapa | Source: Satellite data / SMN / Meteonorm. | 2012 PHI. | 19.5417 | -96.9138 | 1320 | 9.5 | 14.2 | 15.3 | 16.9 | 18.9 | 20.3 | 20.3 | 19.4 | 19.5 | 19.6 | 18.3 | 16.8 | 14.9 | 37.3333 | 39 | 47.3333 | 52 | 67 | 71 | 68.6667 | 56 | 47.6667 | 44.3333 | 38 | 36.6667 | 68.3 | 72.3 | 88.3 | 90.7 | 96 | 86 | 89 | 87 | 76.3 | 77.3 | 72 | 67.3 | 117.7 | 103.7 | 94.7 | 66.7 | 55.7 | 52.7 | 54.3 | 60.7 | 74.3 | 102.7 | 120.7 | 123 | 68.3 | 73.3 | 88.7 | 90.7 | 96.3 | 86.3 | 89.3 | 87 | 76.3 | 77.3 | 72.7 | 67.3 | 118.7 | 127 | 159.7 | 168 | 179.7 | 161 | 167 | 162.3 | 139.7 | 137.3 | 124.7 | 116.3 | 12.3 | 12 | 12.3 | 14.3 | 16.7 | 18 | 17.7 | 17.7 | 17.7 | 16.7 | 14.7 | 12.7 | 4 | 5.3 | 7.3 | 10.3 | 12 | 14 | 12.7 | 13 | 13 | 10.7 | 7.7 | 4.7 | 8.1 | 40 | 87 | 152 | 87 | 170 | 14.6 | 16.7 | 32 | 48 | 30 | 62 | 27.6 | 120 | 172 | 92 | 172 | 328 |  | 25.4 | 71.6667 | 165 | 220 | 165 | 305 |  |  |  |  | 1.24 | 1.21 | 0.55 | 1.24 | 1.67 | Ende
| 8573.9503 | 8635.0554 | MX0011a-Chihuahua | - | - | - | MX0011a |  | x | x | 0011a | MX | Chihuahua | Chihuahua | Source: Satellite data / SMN / Meteonorm. | 2012 PHI. | 28.4 | -106.12 | 1482 | 13.45 | 10 | 12.9 | 15.7 | 19.2 | 23.6 | 26.3 | 25.6 | 24.3 | 22.6 | 18.7 | 13.7 | 10.3 | 33 | 36 | 46 | 52 | 67 | 71 | 67 | 58 | 47 | 40 | 33 | 31 | 78 | 86 | 118 | 123 | 130 | 112 | 105 | 102 | 98 | 100 | 83 | 74 | 167 | 150 | 148 | 100 | 73 | 61 | 66 | 82 | 109 | 156 | 171 | 167 | 78 | 88 | 120 | 123 | 132 | 113 | 105 | 102 | 98 | 100 | 83 | 74 | 123 | 139 | 195 | 213 | 230 | 204 | 191 | 182 | 166 | 159 | 131 | 115 | -3.6 | -4.5 | -5.6 | -4.2 | -0.2 | 7.8 | 13.4 | 13.8 | 12.4 | 7.8 | 0.9 | -2.5 | -11.8 | -9.8 | -9.5 | -4.9 | 0.1 | 7.3 | 10.3 | 9.4 | 5.8 | -1.2 | -8.7 | -11.4 | 2 | 37 | 113 | 268 | 112 | 194 | 6.9 | 30 | 55 | 99 | 55 | 105 | 29 | 108 | 206 | 102 | 206 | 369 |  | 25.1 | 73 | 180 | 227 | 180 | 315 |  |  |  |  | 1.2 | 1.15 | 1.08 | 1.4 | 1.96 | Ende
| 8306.2639 | 8363.4058 | MX0012a-Juarez | - | - | - | MX0012a |  | x | x | 0012a | MX | Chihuahua | Juarez | Source: Satellite data / SMN / Meteonorm. | 2012 PHI. | 31.63 | -106.43 | 1246 | 11.6 | 8.902 | 10.502 | 14.502 | 18.302 | 24.602 | 28.402 | 28.902 | 27.402 | 24.902 | 18.502 | 12.502 | 7.102 | 31 | 34 | 44 | 51 | 65 | 70 | 66 | 56 | 46 | 39 | 31 | 29 | 68 | 75 | 104 | 116 | 128 | 122 | 115 | 106 | 93 | 86 | 71 | 63 | 153 | 138 | 142 | 106 | 81 | 68 | 74 | 90 | 112 | 144 | 154 | 148 | 69 | 76 | 105 | 117 | 128 | 123 | 116 | 106 | 93 | 86 | 71 | 63 | 107 | 121 | 174 | 201 | 227 | 221 | 209 | 188 | 159 | 139 | 112 | 97 | -4 | -4.9 | -5.9 | -4.9 | -1 | 6 | 11.9 | 13.7 | 10.7 | 4.9 | -2.1 | -3.9 | -12.25 | -9.25 | -6.25 | -2.75 | 2.25 | 8 | 12.5 | 12.25 | 6.5 | -0.5 | -8.25 | -12 | 0.771 | 32.5 | 91.25 | 212.5 | 90 | 153.75 | 3.121 | 26.25 | 50 | 101.25 | 50 | 91.25 | 32.8 | 100 | 196.25 | 128.75 | 196.25 | 358.75 |  | 28.9 | 70 | 170 | 231.25 | 170 | 293.75 |  |  |  |  | 1.19 | 1.15 | 1.49 | 1.44 | 1.81 | Ende
| 8911.5 | 8987.781 | MX0013a-Querétaro | - | - | - | MX0013a |  | x | x | 0013a | MX | Querétaro | Querétaro | Source: Satellite data / SMN / Meteonorm. | 2012 PHI. | 20.57 | -100.37 | 1813 | 13.15 | 15 | 16.2 | 18.6 | 20.7 | 22.4 | 21.9 | 20.3 | 20.1 | 19.4 | 18.5 | 17 | 15.5 | 38 | 39.75 | 47.5 | 52.75 | 70.75 | 78.25 | 72.25 | 58.25 | 49 | 45 | 38 | 37 | 82.5 | 92.5 | 113 | 111.75 | 112.75 | 101.5 | 100.5 | 101 | 87 | 90 | 86.25 | 79.25 | 152.5 | 139.25 | 121.5 | 75 | 56.75 | 53.25 | 55 | 65.5 | 84 | 121.5 | 151.75 | 154.5 | 83 | 94.75 | 114.75 | 111.75 | 113 | 102.25 | 101.5 | 101 | 87 | 90.25 | 86.25 | 79.25 | 138.25 | 155.25 | 196.75 | 199.75 | 205 | 186.5 | 184 | 183.5 | 154.5 | 153.25 | 142.5 | 132.25 | 5.25 | 5 | 4.25 | 6.5 | 10.5 | 13.75 | 13.25 | 13.25 | 13.5 | 12.25 | 9.25 | 6.75 | -3.75 | -2.75 | -1.25 | 2.5 | 6 | 8.5 | 8.5 | 8.5 | 7.75 | 3.75 | -1 | -3 | 6.2 | 47.5 | 122.5 | 242.5 | 122.5 | 232.5 | 11.5 | 31.25 | 53.75 | 93.75 | 53.75 | 108.75 | 25.8 | 125 | 186.25 | 97.5 | 186.25 | 345 |  | 23.3 | 73.75 | 183.75 | 227.5 | 183.75 | 328.75 |  |  |  |  | 1.23 | 1.2 | 0.63 | 1.25 | 1.75 | Ende
| 8812.4393 | 8886.4151 | MX0014a-San Luis Potosí | - | - | - | MX0014a |  | x | x | 0014a | MX | San Luis Potosí | San Luis Potosí | Source: Satellite data / SMN / Meteonorm. | 2012 PHI. | 22.15 | -101 | 1883 | 13.78 | 13.1 | 15 | 17.2 | 19.5 | 21 | 20.8 | 19.4 | 19.6 | 18.8 | 17 | 15.6 | 13.7 | 37 | 39 | 48 | 53 | 70 | 77 | 72 | 58 | 49 | 44 | 37 | 36 | 83 | 92 | 114 | 113 | 116 | 105 | 104 | 104 | 91 | 95 | 89 | 82 | 157 | 142 | 126 | 78 | 58 | 54 | 56 | 69 | 89 | 132 | 162 | 164 | 83 | 95 | 116 | 113 | 116 | 106 | 105 | 104 | 91 | 96 | 89 | 82 | 137 | 154 | 197 | 200 | 210 | 193 | 190 | 188 | 160 | 160 | 146 | 134 | 3.5 | 3 | 1.8 | 4.3 | 8.3 | 13 | 13 | 12.8 | 12.8 | 11 | 7.7 | 5 | -5.3 | -4.5 | -3 | 1.3 | 4.2 | 7.5 | 7.2 | 7.2 | 6.2 | 2.5 | -3 | -4.5 | 5.9 | 42 | 115 | 237 | 115 | 215 | 10.3 | 32 | 57 | 101 | 57 | 115 | 25.8 | 121 | 189 | 103 | 189 | 349 |  | 22.8 | 75 | 187 | 233 | 187 | 332 |  |  |  |  | 1.24 | 1.2 | 0.71 | 1.28 | 1.84 | Ende
| 8980.363 | 9058.6548 | MX0015a-Toluca | - | - | - | MX0015a |  | x | x | 0015a | MX | México | Toluca | Source: Satellite data / SMN / Meteonorm. | 2012 PHI. | 19.3 | -99.7 | 2638 | 12.2 | 9.392 | 10.592 | 12.292 | 13.992 | 15.192 | 15.292 | 14.492 | 14.492 | 14.392 | 12.892 | 11.292 | 9.992 | 40 | 40 | 48 | 54 | 73 | 79 | 74 | 59 | 51 | 47 | 40 | 39 | 91 | 100 | 120 | 113 | 109 | 95 | 97 | 95 | 87 | 91 | 91 | 85 | 164 | 146 | 122 | 72 | 56 | 54 | 56 | 63 | 81 | 120 | 155 | 165 | 91 | 103 | 122 | 113 | 109 | 96 | 97 | 95 | 87 | 92 | 91 | 85 | 151 | 167 | 207 | 202 | 199 | 173 | 177 | 173 | 153 | 157 | 149 | 143 | 2 | 2.5 | 2.6 | 4.9 | 7.2 | 10.4 | 10.4 | 10.6 | 10.8 | 8.9 | 5.7 | 3.3 | -5.4 | -3.6 | -3.8 | -0.3 | 1.6 | 4.5 | 4.3 | 4.8 | 5.7 | 2.7 | -1.6 | -3.6 | 6.695 | 25 | 77.5 | 156.25 | 77.5 | 147.5 | 9.245 | 23.75 | 46.25 | 75 | 43.75 | 90 | 18.42 | 127.5 | 183.75 | 91.25 | 183.75 | 340 |  | 16.92 | 73.75 | 185 | 213.75 | 185 | 332.5 |  |  |  |  | 1.24 | 1.21 | 0.47 | 1.21 | 1.72 | Ende
| 8949.2328 | 9023.3993 | MX0016a-León | - | - | - | MX0016a |  | x | x | 0016a | MX | Guanajuato | León | Source: Satellite data / SMN / Meteonorm. | 2012 PHI. | 21.1 | -101.7 | 1818 | 12.5 | 15.6 | 17.3 | 19.4 | 21.8 | 23.8 | 23.1 | 21.4 | 21.3 | 20.9 | 19.3 | 17.9 | 16.3 | 38 | 39 | 47 | 53 | 72 | 80 | 73 | 59 | 50 | 45 | 38 | 37 | 89 | 99 | 123 | 120 | 120 | 105 | 103 | 102 | 93 | 99 | 95 | 87 | 167 | 151 | 131 | 77 | 56 | 54 | 56 | 66 | 90 | 136 | 171 | 175 | 90 | 102 | 125 | 120 | 120 | 105 | 104 | 102 | 94 | 100 | 95 | 87 | 147 | 165 | 210 | 212 | 215 | 191 | 188 | 185 | 165 | 167 | 155 | 144 | 2.4 | 1.9 | 0.2 | 2.1 | 5.8 | 12.5 | 13.2 | 12.6 | 12.6 | 10.5 | 7.4 | 4.3 | -5.3 | -5.3 | -4 | 0.4 | 3.5 | 7.6 | 7.6 | 7.6 | 6.7 | 2.5 | -3.4 | -4.3 | 10.4 | 37 | 114 | 234 | 114 | 211 | 13.9 | 32 | 57 | 101 | 58 | 115 | 26.3 | 127 | 192 | 100 | 192 | 353 |  | 23.5 | 75 | 195 | 227 | 195 | 345 |  |  |  |  | 1.23 | 1.2 | 0.64 | 1.27 | 1.82 | Ende
| 9213.7182 | 9294.1115 | MX0017a-Acapulco | - | - | - | MX0017a |  | x | x | 0017a | MX | Guerrero | Acapulco | Source: Satellite data / SMN / Meteonorm. | 2012 PHI. | 16.8 | -99.9 | 20 | 7 | 26.8 | 26.9 | 27 | 27.4 | 28.4 | 28.5 | 28.7 | 28.6 | 28.2 | 28.4 | 28.2 | 27.5 | 40 | 40 | 47 | 52 | 75 | 80 | 77 | 57 | 46 | 45 | 40 | 39 | 95 | 99 | 120 | 115 | 107 | 92 | 98 | 96 | 85 | 95 | 94 | 91 | 170 | 143 | 117 | 66 | 52 | 49 | 51 | 55 | 75 | 124 | 159 | 172 | 97 | 101 | 120 | 115 | 107 | 92 | 98 | 96 | 85 | 95 | 94 | 91 | 167 | 178 | 220 | 218 | 208 | 177 | 189 | 183 | 159 | 173 | 164 | 158 | 21.2 | 21.6 | 21.4 | 22 | 23.8 | 23.8 | 24.2 | 24.2 | 24.4 | 24.1 | 23.4 | 22.5 | 17.9 | 18.3 | 18 | 18.8 | 20.4 | 20.6 | 20.8 | 20.5 | 20.4 | 20.5 | 19.6 | 18.7 | 22.4 | 19 | 61 | 99 | 59 | 120 | 23.8 | 19 | 28 | 28 | 27 | 62 | 28.4 | 129 | 170 | 82 | 170 | 332 |  | 27.9 | 70 | 173 | 255 | 173 | 329 |  |  |  |  | 1.22 | 1.2 | 0.28 | 1.22 | 1.5 | Ende
| 8333.307 | 8421.2218 | MX0018a-Campeche | - | - | - | MX0018a |  | x | x | 0018a | MX | Campeche | Campeche | Source: Satellite data / SMN / Meteonorm. | 2012 PHI. | 19.85 | -90.55 | 5 | 9.7 | 24 | 25.5 | 27.1 | 28.6 | 29.7 | 29.3 | 28.7 | 28.7 | 28.6 | 27.7 | 26 | 24.3 | 38 | 39 | 47 | 51 | 70 | 82 | 76 | 56 | 47 | 44 | 38 | 37 | 80 | 86 | 105 | 108 | 113 | 106 | 109 | 108 | 98 | 91 | 81 | 74 | 148 | 132 | 114 | 72 | 53 | 50 | 52 | 64 | 93 | 127 | 144 | 145 | 80 | 87 | 106 | 108 | 113 | 106 | 110 | 108 | 99 | 92 | 81 | 74 | 142 | 155 | 194 | 206 | 217 | 204 | 212 | 207 | 184 | 165 | 143 | 132 | 18.8 | 19.7 | 20 | 21 | 22.4 | 23.1 | 23.2 | 23.5 | 23.9 | 23.2 | 21.5 | 19.9 | 13.9 | 15.5 | 15.6 | 15.9 | 19.6 | 19.9 | 19.4 | 19 | 18.7 | 19.3 | 16.8 | 15.5 | 20.1 | 15 | 49 | 90 | 44 | 89 | 23.9 | 10 | 20 | 25 | 20 | 40 | 31.4 | 124 | 172 | 92 | 172 | 342 |  | 31 | 70 | 170 | 217 | 170 | 325 |  |  |  |  | 1.24 | 1.2 | 0.35 | 1.26 | 1.54 | Ende
| 8558.2894 | 8632.869 | MX0019a-Ciudad Victoria | - | - | - | MX0019a |  | x | x | 0019a | MX | Tamaulipas | Ciudad Victoria | Source: Satellite data / SMN / Meteonorm. | 2012 PHI. | 23.73 | -99.17 | 336 | 13.5 | 18.4 | 20.9 | 23.8 | 27.1 | 30.1 | 31.1 | 30.2 | 29.7 | 27.7 | 24.5 | 21.9 | 18.5 | 35 | 37 | 47 | 51 | 65 | 70 | 68 | 56 | 48 | 43 | 35 | 34 | 69 | 76 | 97 | 96 | 103 | 99 | 103 | 101 | 86 | 85 | 75 | 67 | 132 | 119 | 113 | 76 | 60 | 54 | 56 | 71 | 90 | 123 | 140 | 135 | 70 | 77 | 97 | 96 | 104 | 99 | 103 | 101 | 86 | 86 | 75 | 67 | 118 | 131 | 172 | 176 | 191 | 186 | 192 | 186 | 156 | 147 | 127 | 114 | 11.7 | 13.1 | 15.6 | 17.7 | 20.8 | 22.1 | 21.7 | 21.8 | 21.6 | 19 | 15.3 | 11 | 7.7 | 9.9 | 12.4 | 14.9 | 16.9 | 17.8 | 17.9 | 18.6 | 18.6 | 15.1 | 11 | 7.3 | 6.3 | 43 | 103 | 212 | 103 | 199 | 13.5 | 21 | 34 | 55 | 32 | 70 | 29.3 | 107 | 178 | 106 | 178 | 341 |  | 27.2 | 72 | 170 | 230 | 170 | 313 |  |  |  |  | 1.24 | 1.19 | 0.82 | 1.31 | 1.84 | Ende
| 8972.176 | 9035.4503 | MX0020a-Culiacán | - | - | - | MX0020a |  | x | x | 0020a | MX | Sinaloa | Culiacán | Source: Satellite data / SMN / Meteonorm. | 2012 PHI. | 24.79 | -107.4 | 60 | 11.5 | 19.1 | 20 | 21.4 | 23.5 | 26.2 | 29.7 | 29.7 | 29.2 | 29 | 27.5 | 23.3 | 20.1 | 35 | 37 | 46 | 51 | 69 | 74 | 66 | 55 | 46 | 41 | 35 | 34 | 79 | 88 | 115 | 120 | 133 | 118 | 105 | 101 | 93 | 99 | 83 | 74 | 163 | 147 | 138 | 90 | 64 | 53 | 58 | 73 | 101 | 151 | 164 | 159 | 79 | 89 | 116 | 120 | 133 | 119 | 106 | 101 | 94 | 99 | 83 | 74 | 135 | 151 | 203 | 221 | 246 | 225 | 200 | 188 | 170 | 170 | 140 | 125 | 14.1 | 14.3 | 14.9 | 16.5 | 18.8 | 22.7 | 24.4 | 24.7 | 24.4 | 22.2 | 17.8 | 15 | 8.3 | 8.6 | 9.2 | 11.1 | 13.8 | 18.1 | 20 | 20.4 | 20.1 | 17.6 | 12.6 | 9.4 | 14.1 | 22 | 69 | 144 | 66 | 127 | 18 | 13 | 37 | 58 | 34 | 70 | 29.4 | 109 | 189 | 110 | 189 | 360 |  | 27.7 | 70 | 170 | 250 | 170 | 316 |  |  |  |  | 1.21 | 1.16 | 0.6 | 1.35 | 1.88 | Ende
| 9213.7842 | 9273.9057 | MX0022a-La Paz | - | - | - | MX0022a |  | x | x | 0022a | MX | Baja California Sur | La Paz | Source: Satellite data / SMN / Meteonorm. | 2012 PHI. | 24.06 | -110.36 | 21 | 11.9 | 20.5 | 21.2 | 23 | 25.1 | 28 | 29.7 | 31.8 | 31.9 | 30.8 | 28.6 | 24.9 | 21 | 36 | 37 | 46 | 50 | 66 | 74 | 69 | 55 | 46 | 42 | 36 | 35 | 74 | 83 | 107 | 113 | 124 | 116 | 113 | 107 | 96 | 94 | 77 | 69 | 146 | 136 | 129 | 86 | 61 | 52 | 56 | 73 | 102 | 142 | 149 | 144 | 74 | 84 | 108 | 114 | 125 | 117 | 114 | 107 | 96 | 95 | 77 | 69 | 128 | 144 | 194 | 212 | 234 | 224 | 217 | 201 | 176 | 165 | 134 | 119 | 13.1 | 12.5 | 12.4 | 12.8 | 14.3 | 17.1 | 20.5 | 22.3 | 22.9 | 20 | 17 | 13.7 | 8.4 | 6.9 | 8.4 | 9.4 | 10.6 | 12.8 | 16.7 | 19.1 | 19.3 | 16.8 | 12.5 | 9.1 | 17.1 | 19 | 52 | 101 | 50 | 99 | 19.8 | 12 | 33 | 46 | 32 | 66 | 31.2 | 108 | 180 | 110 | 180 | 350 |  | 30.7 | 70 | 160 | 233 | 160 | 303 |  |  |  |  | 1.21 | 1.16 | 0.48 | 1.35 | 1.84 | Ende
| 8278.2922 | 8352.7213 | MX0023a-Matamoros | - | - | - | MX0023a |  | x | x | 0023a | MX | Tamaulipas | Matamoros | Source: Satellite data / SMN / Meteonorm. | 2012 PHI. | 25.76 | -97.53 | 8 | 7.9 | 18.3 | 19.6 | 22.2 | 25.2 | 28.3 | 30.5 | 31.1 | 30.9 | 29 | 26 | 22.2 | 18 | 31 | 34 | 44 | 49 | 61 | 66 | 64 | 54 | 46 | 41 | 33 | 30 | 54 | 59 | 79 | 86 | 97 | 98 | 102 | 97 | 82 | 78 | 61 | 52 | 102 | 95 | 97 | 74 | 62 | 55 | 60 | 74 | 92 | 117 | 115 | 105 | 54 | 60 | 79 | 86 | 97 | 98 | 102 | 97 | 82 | 78 | 61 | 52 | 94 | 105 | 144 | 161 | 185 | 189 | 197 | 182 | 151 | 137 | 107 | 91 | 13.2 | 14.6 | 16.8 | 19.5 | 22.6 | 24 | 24 | 24.1 | 23.4 | 20.9 | 17.1 | 13 | 9 | 10.2 | 12.8 | 16.1 | 17.9 | 19 | 19.4 | 19.9 | 18.9 | 15.2 | 12.6 | 9.3 | 6.9 | 30 | 65 | 132 | 63 | 126 | 16.6 | 6 | 8 | 16 | 8 | 20 | 30.4 | 95 | 172 | 110 | 172 | 337 |  | 28.6 | 70 | 155 | 184 | 155 | 290 |  |  |  |  | 1.24 | 1.19 | 1.05 | 1.33 | 1.81 | Ende
| 9053.0621 | 9119.2257 | MX0024a-Mazatlan | - | - | - | MX0024a |  | x | x | 0024a | MX | Sinaloa | Mazatlan | Source: Satellite data / SMN / Meteonorm. | 2012 PHI. | 23.22 | -106.41 | 2.8 | 7.4 | 20.1 | 20.4 | 21.1 | 22.9 | 25.4 | 28.6 | 29.1 | 29.1 | 29 | 27.9 | 24.5 | 21.8 | 36 | 38 | 47 | 51 | 69 | 80 | 70 | 54 | 45 | 42 | 36 | 35 | 81 | 91 | 116 | 120 | 128 | 119 | 109 | 102 | 91 | 100 | 86 | 76 | 161 | 147 | 133 | 84 | 57 | 50 | 53 | 67 | 94 | 147 | 165 | 159 | 81 | 93 | 117 | 120 | 128 | 120 | 110 | 102 | 92 | 100 | 86 | 76 | 142 | 159 | 210 | 224 | 243 | 230 | 209 | 194 | 170 | 176 | 149 | 132 | 15.4 | 15.4 | 15.9 | 17.6 | 20.2 | 23.1 | 24.2 | 24.5 | 24.8 | 23.3 | 19.4 | 17 | 9.8 | 9.9 | 10.4 | 12.4 | 15.4 | 18.6 | 19.8 | 20.1 | 20.5 | 18.8 | 14.4 | 11.7 | 19.5 | 15 | 50 | 105 | 50 | 95 | 21.3 | 15 | 45 | 45 | 40 | 90 | 28.8 | 115 | 180 | 100 | 180 | 355 |  | 28.5 | 70 | 160 | 255 | 160 | 310 |  |  |  |  | 1.22 | 1.17 | 0.54 | 1.32 | 1.84 | Ende
| 8714.5122 | 8758.5856 | MX0025a-Mexicali | - | - | - | MX0025a |  | x | x | 0025a | MX | Baja California | Mexicali | Source: Satellite data / SMN / Meteonorm. | 2012 PHI. | 32.66 | -115.47 | 3 | 16.7 | 13.1 | 15.5 | 17.9 | 21.4 | 25.7 | 30.7 | 33.8 | 33.5 | 30.1 | 24.1 | 17.2 | 13 | 30 | 33 | 44 | 50 | 62 | 67 | 64 | 54 | 45 | 38 | 30 | 28 | 59 | 67 | 95 | 109 | 122 | 120 | 115 | 108 | 96 | 83 | 65 | 56 | 134 | 127 | 135 | 107 | 85 | 71 | 77 | 95 | 120 | 144 | 141 | 134 | 60 | 68 | 96 | 109 | 123 | 120 | 116 | 109 | 96 | 84 | 65 | 56 | 96 | 112 | 164 | 195 | 225 | 225 | 215 | 195 | 167 | 138 | 104 | 90 | 5.1 | 6.2 | 7.8 | 9 | 12.1 | 14.4 | 19.8 | 20.7 | 17 | 11.2 | 7.2 | 4.1 | -2.7 | -1.3 | 0.7 | 2.2 | 6 | 8.7 | 14.9 | 15.9 | 11.7 | 4.9 | 0 | -3.9 | 6.6 | 26 | 65 | 165 | 65 | 124 | 9.8 | 21 | 36 | 81 | 36 | 75 | 34.6 | 90 | 188 | 144 | 188 | 353 |  | 33.5 | 70 | 174 | 237 | 174 | 308 |  |  |  |  | 1.2 | 1.17 | 1.32 | 1.31 | 1.64 | Ende
| 8244.5021 | 8314.7589 | MX0026a-Nuevo Laredo | - | - | - | MX0026a |  | x | x | 0026a | MX | Tamaulipas | Nuevo Laredo | Source: Satellite data / SMN / Meteonorm. | 2012 PHI. | 27.55 | -99.46 | 150 | 10.3 | 14.4 | 16.4 | 19.6 | 23.8 | 27.8 | 30.2 | 30.7 | 30.6 | 28 | 23.8 | 18.8 | 14 | 30 | 33 | 43 | 48 | 61 | 66 | 65 | 55 | 46 | 40 | 32 | 29 | 58 | 64 | 86 | 92 | 101 | 104 | 110 | 103 | 88 | 79 | 62 | 55 | 116 | 108 | 110 | 81 | 66 | 58 | 64 | 80 | 100 | 122 | 122 | 118 | 58 | 65 | 87 | 92 | 101 | 105 | 110 | 104 | 88 | 79 | 62 | 55 | 98 | 111 | 154 | 169 | 190 | 200 | 209 | 192 | 159 | 137 | 106 | 93 | 6.4 | 7.9 | 10.2 | 13.3 | 17.6 | 19.5 | 19.6 | 19.7 | 19 | 15.8 | 11.3 | 5.5 | 1.7 | 3.5 | 6 | 10.2 | 13.8 | 16.2 | 16.7 | 17 | 16.3 | 11.1 | 6.8 | 1.1 | 0.5 | 45 | 105 | 240 | 105 | 205 | 8.7 | 20 | 30 | 55 | 35 | 65 | 31.6 | 95 | 180 | 120 | 180 | 350 |  | 27.8 | 70 | 165 | 200 | 165 | 305 |  |  |  |  | 1.23 | 1.18 | 1.33 | 1.37 | 1.85 | Ende
| 8539.5995 | 8610.0873 | MX0027a-Saltillo | - | - | - | MX0027a |  | x | x | 0027a | MX | Coahuila | Saltillo | Source: Satellite data / SMN / Meteonorm. | 2012 PHI. | 25.38 | -101.17 | 1790 | 14.4 | 11.8 | 13.5 | 16.2 | 18.8 | 21.8 | 22.3 | 22.2 | 21.5 | 19.4 | 17.2 | 15 | 12.7 | 35 | 37 | 47 | 52 | 66 | 71 | 68 | 57 | 48 | 43 | 35 | 34 | 74 | 81 | 105 | 103 | 111 | 104 | 104 | 101 | 89 | 89 | 79 | 71 | 145 | 132 | 125 | 84 | 65 | 56 | 61 | 74 | 95 | 131 | 152 | 148 | 74 | 83 | 106 | 104 | 112 | 105 | 105 | 101 | 89 | 89 | 79 | 71 | 121 | 135 | 180 | 184 | 201 | 192 | 191 | 181 | 156 | 148 | 129 | 115 | 4.1 | 5.2 | 6.6 | 8.2 | 12.4 | 14.7 | 14.6 | 14.4 | 14 | 11.1 | 7.3 | 5.2 | -4 | -2.6 | -0.7 | 1.2 | 6.3 | 9.1 | 9 | 8.8 | 8.3 | 4.7 | 0.2 | -2.6 | 1.4 | 56 | 139 | 292 | 139 | 253 | 11.4 | 25 | 48 | 84 | 48 | 93 | 28.6 | 103 | 181 | 110 | 181 | 332 |  | 25.7 | 75 | 172 | 221 | 172 | 304 |  |  |  |  | 1.23 | 1.19 | 1.02 | 1.32 | 1.95 | Ende
| 8608.1677 | 8685.8084 | MX0028a-Tampico | - | - | - | MX0028a |  | x | x | 0028a | MX | Veracruz | Tampico | Source: Satellite data / SMN / Meteonorm. | 2012 PHI. | 22.2 | -97.86 | 25 | 6.5 | 19 | 20.5 | 22.8 | 25.1 | 27.6 | 28.6 | 28.4 | 28.7 | 27.7 | 25.7 | 23.1 | 20 | 34 | 37 | 46 | 50 | 64 | 69 | 64 | 54 | 46 | 43 | 36 | 33 | 59 | 66 | 84 | 90 | 99 | 93 | 93 | 95 | 81 | 77 | 67 | 57 | 106 | 101 | 97 | 71 | 57 | 51 | 53 | 66 | 83 | 110 | 117 | 107 | 59 | 67 | 85 | 90 | 100 | 93 | 94 | 95 | 81 | 78 | 67 | 57 | 105 | 119 | 156 | 170 | 191 | 180 | 179 | 181 | 150 | 140 | 117 | 101 | 15.1 | 16.6 | 18.6 | 20.8 | 23.4 | 24.4 | 24.2 | 24.3 | 23.5 | 21.4 | 19.1 | 15.9 | 9.5 | 11.3 | 13.6 | 16 | 18.9 | 20 | 19.8 | 19.9 | 19 | 16.7 | 14.1 | 10.5 | 12.9 | 25 | 50 | 96 | 49 | 103 | 18.1 | 12 | 17 | 24 | 15 | 35 | 30 | 107 | 168 | 99 | 168 | 330 |  | 29 | 70 | 161 | 212 | 161 | 307 |  |  |  |  | 1.24 | 1.2 | 0.6 | 1.28 | 1.76 | Ende
| 8783.5821 | 8864.091 | MX0029a-Teziutlán | - | - | - | MX0029a |  | x | x | 0029a | MX | Puebla | Teziutlán | Source: Satellite data / SMN / Meteonorm. | 2012 PHI. | 19.82 | -97.36 | 1990 | 13.8 | 13.8 | 15.5 | 17.5 | 19.3 | 19.7 | 19 | 18.2 | 18.1 | 17.7 | 16.9 | 15.5 | 14 | 38 | 40 | 48 | 53 | 69 | 73 | 71 | 57 | 49 | 45 | 39 | 37 | 74 | 78 | 95 | 95 | 100 | 89 | 92 | 90 | 79 | 82 | 78 | 74 | 130 | 113 | 101 | 68 | 56 | 53 | 55 | 61 | 76 | 108 | 131 | 137 | 74 | 80 | 96 | 95 | 100 | 89 | 92 | 90 | 79 | 82 | 78 | 74 | 127 | 135 | 169 | 174 | 185 | 164 | 170 | 165 | 143 | 142 | 132 | 125 | 3.9 | 4.4 | 5.1 | 7.2 | 8.6 | 11.4 | 11.2 | 11.3 | 12 | 10.3 | 7 | 4.9 | -1.7 | -0.5 | 0.8 | 3.5 | 4.5 | 6.3 | 5.7 | 6.5 | 7.5 | 5.6 | 1.5 | -0.3 | 7.8 | 49 | 112 | 201 | 112 | 217 | 15.3 | 23 | 42 | 68 | 42 | 84 | 28.3 | 125 | 178 | 91 | 178 | 332 |  | 26.3 | 73 | 170 | 223 | 170 | 306 |  |  |  |  | 1.24 | 1.21 | 0.53 | 1.22 | 1.71 | Ende
| 8773.0553 | 8861.0031 | MX0031a-Tuxtla | - | - | - | MX0031a |  | x | x | 0031a | MX | Chiapas | Tuxtla | Source: Satellite data / SMN / Meteonorm. | 2012 PHI. | 16.75 | -93.13 | 570 | 11.1 | 23.1 | 24.2 | 25.9 | 28.1 | 28.6 | 27.2 | 26.1 | 26.2 | 25.8 | 25.4 | 24.8 | 23.4 | 40 | 40 | 48 | 53 | 72 | 77 | 76 | 59 | 49 | 46 | 40 | 39 | 74 | 79 | 99 | 99 | 97 | 86 | 92 | 90 | 78 | 77 | 75 | 73 | 122 | 108 | 98 | 63 | 54 | 51 | 54 | 58 | 71 | 96 | 119 | 128 | 75 | 79 | 100 | 99 | 97 | 86 | 93 | 91 | 78 | 77 | 76 | 74 | 130 | 141 | 182 | 186 | 184 | 163 | 175 | 170 | 145 | 139 | 131 | 127 | 15.2 | 16.5 | 17 | 18.5 | 20.1 | 21.3 | 20.5 | 21.2 | 21.1 | 19.1 | 17.3 | 16.2 | 9.6 | 11.1 | 11.7 | 13.4 | 15.3 | 16.6 | 15.7 | 16.5 | 16.4 | 14.1 | 12.1 | 10.8 | 17 | 19 | 46 | 78 | 41 | 89 | 20.5 | 9 | 18 | 23 | 18 | 39 | 28.5 | 123 | 164 | 81 | 164 | 321 |  | 27.7 | 74 | 169 | 215 | 169 | 320 |  |  |  |  | 1.23 | 1.2 | 0.29 | 1.18 | 1.49 | Ende
| 9137.6899 | 9212.7807 | MX0032a-Uruapan | - | - | - | MX0032a |  | x | x | 0032a | MX | Michoacán | Uruapan | Source: Satellite data / SMN / Meteonorm. | 2012 PHI. | 19.4 | -102.3 | 1593 | 11.7 | 17.9 | 19.2 | 20.6 | 22.1 | 22.5 | 21 | 20.3 | 20.2 | 20 | 19.9 | 19.7 | 18.5 | 39 | 40 | 47 | 52 | 73 | 77 | 71 | 58 | 49 | 46 | 39 | 38 | 90 | 99 | 124 | 120 | 114 | 93 | 91 | 89 | 82 | 90 | 92 | 86 | 165 | 147 | 126 | 73 | 54 | 53 | 55 | 62 | 78 | 119 | 160 | 168 | 91 | 101 | 125 | 120 | 114 | 94 | 91 | 89 | 82 | 90 | 92 | 86 | 152 | 169 | 216 | 216 | 210 | 172 | 167 | 165 | 148 | 156 | 153 | 146 | 9.3 | 9.1 | 8.5 | 9 | 11.9 | 16.4 | 16.4 | 16.5 | 16.7 | 15.7 | 13.2 | 10.8 | 4.7 | 4.7 | 3.4 | 4.3 | 7.5 | 11.3 | 11.6 | 11.1 | 11.3 | 9.4 | 6.6 | 5.1 | 14 | 17 | 64 | 125 | 61 | 116 | 16.9 | 17 | 34 | 54 | 29 | 63 | 26.3 | 125 | 184 | 92 | 184 | 342 |  | 24.5 | 75 | 189 | 213 | 189 | 339 |  |  |  |  | 1.23 | 1.19 | 0.4 | 1.26 | 1.67 | Ende
| 8761.7455 | 8844.2517 | MX0033a-Veracruz | - | - | - | MX0033a |  | x | x | 0033a | MX | Veracruz | Veracruz | Source: Satellite data / SMN / Meteonorm. | 2012 PHI. | 19.16 | -96.14 | 19 | 7.15 | 21.5 | 21.9 | 24 | 25.8 | 27.8 | 28.1 | 27.5 | 27.6 | 27.2 | 26.2 | 24.2 | 22.6 | 37 | 39 | 47 | 51 | 66 | 71 | 68 | 55 | 47 | 44 | 38 | 37 | 66 | 69 | 85 | 90 | 92 | 83 | 87 | 85 | 75 | 74 | 68 | 63 | 111 | 97 | 91 | 65 | 55 | 52 | 53 | 59 | 72 | 98 | 112 | 113 | 66 | 69 | 86 | 90 | 92 | 84 | 87 | 85 | 75 | 74 | 69 | 63 | 116 | 124 | 158 | 170 | 176 | 158 | 167 | 161 | 140 | 135 | 121 | 113 | 17.6 | 18.3 | 20.1 | 21.5 | 23.7 | 24.5 | 24.2 | 24.2 | 24 | 22.5 | 20.3 | 17.8 | 13 | 13.4 | 15.9 | 17.5 | 19 | 19.4 | 19.3 | 20.2 | 20.7 | 19.2 | 16.7 | 13.5 | 14.9 | 23 | 51 | 93 | 51 | 104 | 18.6 | 11 | 21 | 27 | 17 | 41 | 31.6 | 120 | 165 | 88 | 165 | 324 |  | 29.5 | 70 | 164 | 216 | 164 | 308 |  |  |  |  | 1.24 | 1.2 | 0.39 | 1.24 | 1.63 | Ende
| 8651.1872 | 8738.2495 | MX0034a-Villahermosa | - | - | - | MX0034a |  | x | x | 0034a | MX | Tabasco | Villahermosa | Source: Satellite data / SMN / Meteonorm. | 2012 PHI. | 18 | -92.93 | 10 | 10.1 | 23.8 | 24.5 | 26.8 | 28.5 | 29.9 | 29.3 | 28.9 | 28.9 | 28.5 | 27.2 | 26.1 | 24.4 | 37 | 38 | 46 | 51 | 69 | 78 | 75 | 57 | 47 | 43 | 38 | 36 | 67 | 72 | 94 | 98 | 100 | 92 | 98 | 95 | 82 | 76 | 70 | 62 | 112 | 102 | 97 | 65 | 53 | 51 | 53 | 59 | 76 | 99 | 114 | 109 | 67 | 73 | 94 | 98 | 100 | 92 | 98 | 95 | 82 | 76 | 70 | 62 | 119 | 131 | 174 | 186 | 192 | 177 | 188 | 182 | 153 | 139 | 124 | 111 | 19.8 | 20.6 | 21.2 | 22.3 | 23.6 | 24 | 23.8 | 24.1 | 24.5 | 23.7 | 22.2 | 20.6 | 15.1 | 15.7 | 17.2 | 18.6 | 19.9 | 19.8 | 19.6 | 20.2 | 20.4 | 20.2 | 18.6 | 17 | 18.3 | 19 | 42 | 70 | 38 | 82 | 21 | 10 | 22 | 24 | 19 | 43 | 30.6 | 125 | 168 | 85 | 168 | 331 |  | 29.9 | 70 | 169 | 223 | 169 | 323 |  |  |  |  | 1.24 | 1.2 | 0.28 | 1.22 | 1.51 | Ende
| 8864.9995 | 8932.5767 | MX0021a-Durango | - | - | - | MX0021a |  | x | x | 0021a | MX | Durango | Durango | Source: Satellite data / SMN / Meteonorm. | 2012 PHI. Koordinaten korrigiert | 24.09 | -104.6 | 1872 | 10.6 | 11.7 | 13.6 | 15.8 | 18.4 | 21.6 | 22.8 | 21.2 | 20.9 | 20 | 17.8 | 14.8 | 12.6 | 36 | 38 | 47 | 52 | 70 | 75 | 68 | 58 | 48 | 43 | 35 | 34 | 85 | 95 | 124 | 124 | 127 | 109 | 99 | 99 | 92 | 104 | 91 | 82 | 169 | 153 | 141 | 88 | 62 | 55 | 60 | 72 | 94 | 149 | 174 | 171 | 86 | 98 | 126 | 124 | 128 | 109 | 100 | 99 | 92 | 104 | 92 | 83 | 138 | 156 | 208 | 216 | 226 | 198 | 180 | 177 | 160 | 168 | 147 | 131 | 5.1 | 6 | 6.8 | 8.7 | 12.2 | 15.7 | 16 | 15.9 | 14.6 | 11.4 | 8.1 | 6.4 | -2.6 | -1.5 | -0.5 | 1.8 | 6.1 | 10.2 | 10.6 | 10.5 | 9 | 5.1 | 1.1 | -1 | 7.1 | 30 | 106 | 229 | 105 | 188 | 10.6 | 30 | 58 | 105 | 58 | 112 | 25.2 | 122 | 200 | 103 | 200 | 365 |  | 22.3 | 75 | 184 | 224 | 184 | 326 |  |  |  |  | 1.23 | 1.18 | 0.76 | 1.33 | 1.94 | Ende
| 324.0376 | 221.0306 | NL0001a-Amsterdam | - | - | 34 | NL0001a |  | x | x | 0001a | NL |  | Amsterdam |  | IWEC? | 52.35 | 4.9 | 10 | 8.3 | 3.7 | 3.5 | 5 | 7.4 | 11.5 | 14.2 | 15.9 | 16.6 | 14.7 | 11.5 | 7.2 | 4.8 | 6 | 11 | 20 | 29 | 42 | 47 | 46 | 33 | 23 | 15 | 9 | 5 | 14 | 28 | 43 | 73 | 89 | 83 | 91 | 78 | 50 | 36 | 17 | 12 | 43 | 68 | 77 | 92 | 94 | 82 | 90 | 100 | 83 | 76 | 45 | 36 | 15 | 30 | 46 | 70 | 86 | 86 | 87 | 80 | 56 | 35 | 19 | 10 | 19 | 40 | 68 | 112 | 149 | 144 | 151 | 129 | 84 | 52 | 26 | 15 | 1.3 | 1.5 | 3 | 4.6 | 8.2 | 10.6 | 13.2 | 13.4 | 11.4 | 8.6 | 5.1 | 2 | -11.0541 | -10.0812 | -5.1119 | -1.4623 | 3.5273 | 6.6307 | 9.3869 | 9.3732 | 6.1269 | -0.22649 | -5.9041 | -8.6645 | -1.8837 | 5 | 10 | 20 | 5 | 10 | -0.91779 | 5 | 5 | 10 | 5 | 10 | 26 | 90 | 170 | 190 | 180 | 320 | [11 empty] | 1.3 | 1.3 | 1.74 | 1.03 | 1.19 | Ende
| 446.7382 | 331.7284 | NL0002a-Groningen | - | - | - | NL0002a |  | x | x | 0002a | NL |  | Groningen |  |  | 53.217 | 6.55 | 1 | 8.2 | 1.2288 | 1.3065 | 4.1292 | 6.9554 | 11.7137 | 13.9597 | 15.9477 | 16.0853 | 12.7321 | 9.8239 | 5.063 | 2.4703 | 10.0962 | 17.3445 | 32.6102 | 53.2777 | 69.7862 | 69.9392 | 73.2128 | 59.6571 | 39.1624 | 23.7551 | 11.731 | 6.9086 | 14.3803 | 27.4509 | 45.5116 | 81.0182 | 97.9943 | 93.477 | 95.1049 | 84.7774 | 57.1948 | 35.634 | 17.5492 | 9.958 | 29.7647 | 57.3968 | 64.9655 | 92.2715 | 98.5367 | 88.0617 | 94.0652 | 93.1571 | 79.889 | 60.7297 | 39.8149 | 22.7374 | 13.7859 | 29.429 | 47.4812 | 79.4151 | 106.3303 | 95.0767 | 100.9127 | 87.9366 | 60.3424 | 36.008 | 17.9803 | 9.5071 | 18.5556 | 38.1283 | 66.1796 | 113.6568 | 148.6215 | 141.1019 | 145.0117 | 124.9361 | 84.8347 | 49.6092 | 23.5712 | 12.612 | [12 empty] | -8.7712 | -8.6935 | -5.8708 | -3.0446 | 1.7137 | 3.9597 | 5.9477 | 6.0853 | 2.7321 | -0.17608 | -4.937 | -7.5297 | -4.9 | 10 | 15 | 35 | 15 | 20 | -2.4 | 5 | 5 | 10 | 5 | 10 | [17 empty] | 1.3 | 1.31 | 1.75 | 1.02 | 1.13 | Ende
| 325.2127 | 211.3748 | NL0004a-De Kooy | - | - | - | NL0004a |  | x | x | 0004a | NL |  | De Kooy |  |  | 52.917 | 4.8 | 1 | 8.2 | 2.8086 | 2.2241 | 4.5718 | 7.0284 | 11.3827 | 13.4648 | 16.2853 | 16.5892 | 13.8894 | 11.3444 | 6.7794 | 4.1351 | 10.6266 | 19.1954 | 36.4506 | 53.5683 | 73.5845 | 79.43 | 78.8243 | 64.1789 | 41.7195 | 25.0537 | 11.7731 | 7.374 | 14.7022 | 30.7729 | 55.882 | 83.9822 | 115.4461 | 111.4302 | 106.807 | 95.8917 | 61.6602 | 36.151 | 17.979 | 10.8024 | 31.3141 | 61.3386 | 82.6721 | 104.5801 | 110.7377 | 101.7207 | 103.4327 | 103.1699 | 86.2744 | 66.5087 | 39.9775 | 27.1273 | 14.5917 | 30.9602 | 57.7559 | 88.1242 | 108.02 | 105.7596 | 108.6752 | 91.9871 | 65.8546 | 38.1471 | 17.0854 | 10.8408 | 20.0235 | 41.4077 | 76.5263 | 122.8801 | 166.2398 | 163.365 | 160.6879 | 137.5023 | 89.8282 | 51.1295 | 23.6636 | 14.0686 | [12 empty] | -7.1914 | -7.7759 | -5.4282 | -2.9716 | 1.3827 | 3.4648 | 6.2853 | 6.5892 | 3.8894 | 1.3444 | -3.2206 | -5.8649 | -2.6 | 10 | 10 | 20 | 10 | 15 | -2.2 | 10 | 10 | 15 | 10 | 15 | [17 empty] | 1.3 | 1.3 | 1.72 | 1.01 | 1.17 | Ende
| 249.6273 | 189.0479 | NL0005a-Vlissingen | - | - | - | NL0005a |  | x | x | 0005a | NL |  | Vlissingen |  |  | 51.45 | 3.583 | 1 | 8.2 | 3.337 | 2.8566 | 5.2914 | 7.6753 | 12.1219 | 14.2569 | 17.0312 | 17.3758 | 14.5582 | 11.9907 | 7.0055 | 4.6397 | 11.9097 | 20.4834 | 36.1706 | 55.5974 | 73.5788 | 80.4345 | 74.0768 | 60.4409 | 43.3302 | 25.5946 | 13.889 | 9.0683 | 16.0725 | 32.1516 | 52.8235 | 79.4973 | 100.5218 | 105.7824 | 107.7664 | 89.9278 | 62.5936 | 38.5706 | 21.1925 | 12.1707 | 33.0187 | 58.6105 | 74.5322 | 95.5869 | 101.8556 | 97.3759 | 102.5596 | 99.6337 | 78.5137 | 68.7767 | 44.714 | 25.5811 | 16.9415 | 31.0781 | 52.6729 | 84.9501 | 106.4498 | 105.4058 | 106.8236 | 96.6689 | 62.1313 | 38.8852 | 20.7594 | 11.984 | 22.2523 | 42.8654 | 75.629 | 120.1537 | 154.6659 | 158.2581 | 162.4759 | 136.7071 | 89.9179 | 54.9889 | 27.9743 | 16.3445 | [12 empty] | -6.663 | -7.1434 | -4.7086 | -2.3247 | 2.1219 | 4.2569 | 7.0312 | 7.3758 | 4.5582 | 1.9907 | -2.9945 | -5.3603 | -1.4 | 10 | 15 | 25 | 10 | 20 | -0.8 | 10 | 10 | 20 | 10 | 15 | [17 empty] | 1.29 | 1.3 | 1.73 | 0.99 | 1.15 | Ende
| 460.1479 | 356.6161 | NL0006a-Twente | - | - | - | NL0006a |  | x | x | 0006a | NL |  | Twente | Source: KNMI (1980-2009), supplemented with MN7 data for radiation. | 2014 PHI. PassREg | 52.27 | 6.9 | 35 | 10.6 | 2.3 | 2.7 | 5.7 | 8.9 | 13 | 15.5 | 17.6 | 17.1 | 13.9 | 10.1 | 5.9 | 2.9 | 6 | 10 | 20 | 31 | 41 | 47 | 48 | 36 | 24 | 15 | 8 | 5 | 13 | 19 | 42 | 77 | 88 | 90 | 90 | 67 | 51 | 33 | 14 | 9 | 37 | 42 | 78 | 101 | 89 | 81 | 86 | 79 | 79 | 68 | 38 | 30 | 14 | 20 | 47 | 75 | 87 | 82 | 86 | 70 | 57 | 37 | 16 | 11 | 19 | 30 | 68 | 119 | 141 | 146 | 147 | 113 | 83 | 51 | 22 | 13 | 0.6 | 0.4 | 2.7 | 4.5 | 8.4 | 11.2 | 13.3 | 13.2 | 11.2 | 7.9 | 4.3 | 1.6 | [12 empty] | -4 | 8 | 20 | 56 | 17 | 24 | -0.5 | 6 | 7 | 14 | 8 | 14 | 26.1 | 90 | 201 | 214 | 201 | 335 |  | 21.9 | 60 | 160 | 241 | 160 | 241 |  |  |  |  | 1.3 | 1.31 | 1.77 | 1.06 | 1.16 | Ende
| 343.6056 | 246.2373 | NL0003b-De Bilt | - | - | - | NL0003b |  | x | x | 0003b | NL |  | De Bilt | Source: KNMI (1980-2009), supplemented with MN7 data for radiation. | 2014 PHI. PassREg | 52.1 | 5.18 | 2 | 9.8 | 3.1 | 3.4 | 6.1 | 9.1 | 13.2 | 15.6 | 17.8 | 17.5 | 14.5 | 10.7 | 6.7 | 3.8 | 8 | 14 | 24 | 36 | 52 | 54 | 55 | 43 | 28 | 19 | 9 | 6 | 15 | 23 | 45 | 68 | 95 | 90 | 97 | 81 | 54 | 34 | 15 | 10 | 40 | 52 | 74 | 85 | 91 | 77 | 83 | 90 | 81 | 67 | 38 | 30 | 15 | 26 | 45 | 71 | 92 | 85 | 87 | 83 | 57 | 37 | 17 | 12 | 20 | 36 | 70 | 110 | 151 | 146 | 149 | 129 | 84 | 52 | 23 | 14 | 1.3 | 1.1 | 3.1 | 4.9 | 8.5 | 11.4 | 13.7 | 13.8 | 11.8 | 8.5 | 4.9 | 2.2 | [12 empty] | -2.6 | 9 | 15 | 33 | 13 | 21 | 0.6 | 6 | 8 | 18 | 8 | 12 | 25.7 | 90 | 203 | 217 | 203 | 345 |  | 21.7 | 60 | 158 | 248 | 158 | 240 |  |  |  |  | 1.3 | 1.3 | 1.74 | 1.05 | 1.21 | Ende
| 1083.0229 | 980.1033 | NO0001a-Oslo | - | - | 35 | NO0001a |  | x | x | 0001a | NO |  | Oslo |  |  | 59.93 | 10.75 | 154 | 7.8 | -5.2 | -4.9 | -0.8 | 4 | 10.3 | 14.8 | 16 | 14.8 | 10.3 | 5.8 | 0 | -4 | 3 | 7 | 17 | 26 | 48 | 52 | 50 | 35 | 20 | 11 | 4 | 3 | 9 | 24 | 51 | 73 | 116 | 108 | 104 | 84 | 52 | 28 | 12 | 7 | 38 | 72 | 108 | 105 | 136 | 109 | 119 | 115 | 98 | 67 | 46 | 30 | 9 | 25 | 53 | 74 | 121 | 102 | 107 | 93 | 57 | 28 | 12 | 5 | 10 | 28 | 68 | 105 | 176 | 166 | 168 | 131 | 77 | 35 | 14 | 7 | -7.4 | -7.8 | -4.9 | -1.6 | 4.2 | 8.6 | 10.2 | 10 | 6.4 | 2.8 | -2.4 | -6 | -29.3933 | -28.1902 | -18.05 | -8.9349 | -1.479 | 4.5882 | 6.1739 | 5.2606 | -1.0167 | -10.0471 | -21.9085 | -30.7684 | -13.5385 | 5 | 10 | 30 | 15 | 15 | -7.5854 | 5 | 5 | 10 | 5 | 5 | 24 | 100 | 220 | 210 | 220 | 350 | [11 empty] | 1.2 | 1.19 | 1.46 | 0.61 | 0.69 | Ende
| 966.8361 | 885.2338 | NO0002a-Bergen | - | - | - | NO0002a |  | x | x | 0002a | NO |  | Bergen |  | PEP project | 60.38 | 5.33 | 10 | 6.5 | 2.8 | 2.5 | 3.4 | 5.4 | 9.8 | 12.8 | 14.1 | 14.3 | 12 | 9.4 | 5.5 | 3.8 | 2 | 7 | 15 | 26 | 45 | 51 | 45 | 28 | 17 | 9 | 3 | 2 | 4 | 14 | 34 | 63 | 86 | 94 | 82 | 58 | 35 | 17 | 6 | 2 | 13 | 38 | 63 | 83 | 97 | 96 | 88 | 70 | 55 | 39 | 18 | 11 | 4 | 14 | 37 | 61 | 84 | 95 | 87 | 54 | 37 | 18 | 6 | 3 | 6 | 19 | 48 | 91 | 133 | 148 | 132 | 90 | 54 | 26 | 9 | 4 | -1.8 | -2.2 | -1.2 | 1 | 5.5 | 9.1 | 10.3 | 10.3 | 7.7 | 5.1 | 1.3 | -0.5 | -9.0914 | -11.4015 | -9.5348 | -5.4018 | 0.28456 | 4.4013 | 6.1978 | 6.7324 | 2.945 | -0.75245 | -6.8243 | -9.8538 | -5.2132 | 5 | 10 | 25 | 5 | 10 | -4.7122 | 5 | 5 | 10 | 5 | 5 | 21 | 100 | 190 | 220 | 240 | 330 | [11 empty] | 1.19 | 1.19 | 1.36 | 0.4 | 0.52 | Ende
| 1387.4427 | 1298.1059 | NO0003a-Trondheim | - | - | - | NO0003a |  | x | x | 0003a | NO |  | Trondheim |  |  | 63.42 | 10.4 | 3 |  | -3.7 | -3.1 | -0.8 | 2.3 | 7.3 | 10.2 | 11.5 | 11.4 | 8.1 | 4.8 | 0 | -2.2 | 4 | 12 | 26 | 39 | 61 | 77 | 69 | 41 | 20 | 10 | 5 | 2 | 11 | 32 | 59 | 86 | 115 | 131 | 128 | 94 | 50 | 30 | 10 | 3 | 53 | 97 | 109 | 121 | 126 | 117 | 124 | 109 | 82 | 77 | 38 | 12 | 11 | 32 | 61 | 95 | 123 | 125 | 124 | 92 | 46 | 29 | 10 | 3 | 8 | 26 | 59 | 108 | 159 | 179 | 176 | 123 | 63 | 32 | 9 | 3 | [53 empty] | 1.14 | 1.13 | 1.37 | 0.35 | 0.52 | Ende
| 18296.344 | 18210.7707 | NZ0001a-Auckland | - | - | 36 | NZ0001a |  | x | x | 0001a | NZ |  | Auckland | Location is on the Southern Hemisphere. The original data has been adapted for use in the PHPP (see PHPP manual!) Source: NIWA, TMY2. | PHPP 8 | -37 | 174.8 | 6 | 6.1 | 11.126 | 11.4933 | 13.1642 | 14.5463 | 15.8973 | 18.1117 | 19.3872 | 19.0378 | 17.9587 | 16.0432 | 14.1867 | 11.5021 | 16.54 | 22.145 | 29.863 | 39.186 | 47.149 | 53.823 | 51.809 | 36.981 | 32.527 | 23.871 | 19.087 | 15.396 | 37.189 | 44.308 | 67.463 | 71.315 | 80.039 | 87.676 | 99.979 | 76.422 | 70.773 | 54.897 | 37.007 | 33.396 | 93.001 | 91.46 | 97.874 | 83.795 | 70.676 | 66.403 | 72.873 | 75.166 | 101.547 | 102.748 | 89.694 | 88.285 | 36.844 | 49.538 | 62.347 | 81.028 | 91.828 | 100.484 | 103.727 | 74.684 | 73.569 | 57.552 | 37.397 | 33.931 | 57.607 | 78.373 | 115.958 | 144.901 | 171.228 | 193.509 | 206.133 | 152.484 | 139.668 | 95.084 | 66.506 | 52.121 | 8.2895 | 8.0442 | 9.4363 | 10.4831 | 12.2404 | 14.2042 | 14.5668 | 13.6474 | 12.2891 | 12.8042 | 10.5707 | 8.7311 | 1.3358 | 1.0327 | 2.7451 | 4.0203 | 6.1374 | 8.4688 | 8.8954 | 7.8115 | 6.1956 | 6.8105 | 4.1265 | 1.88 | 8.2 | 15 | 30 | 100 | 40 | 60 | 8.3 | 15 | 30 | 100 | 40 | 55 | 23 | 90 | 160 | 190 | 200 | 310 | [11 empty] | 1.14 | 1.19 | 0.83 | 0.65 | 0.54 | Ende
| 18773.224 | 18681.244 | NZ0002a-Wellington | - | - | - | NZ0002a |  | x | x | 0002a | NZ |  | Wellington | Location is on the Southern Hemisphere. The original data has been adapted for use in the PHPP (see PHPP manual!) Source: NIWA, TMY2. | PHPP 8 | -41.4 | 174.9 | 79 | 6.2 | 9.0465 | 9.2307 | 10.6195 | 12.5369 | 13.5479 | 15.8413 | 16.9998 | 16.9798 | 14.5856 | 13.0771 | 11.8678 | 9.3875 | 12.085 | 17.673 | 23.525 | 31.548 | 46.567 | 55.254 | 52.74 | 32.857 | 28.436 | 20.121 | 14.133 | 11.335 | 24.418 | 43.566 | 54.053 | 74.021 | 96.105 | 102.34 | 110.01 | 81.09 | 62.296 | 41.784 | 29.54 | 24.073 | 73.917 | 93.928 | 99.52 | 88.987 | 81.112 | 73.191 | 78.167 | 82.529 | 100.248 | 91.387 | 83.806 | 72.296 | 34.725 | 48.682 | 73.83 | 91.815 | 107.716 | 99.407 | 110.265 | 78.561 | 78.415 | 58.65 | 37.428 | 30.814 | 38.431 | 65.49 | 96.2 | 139.899 | 179.556 | 193.695 | 196.985 | 147.221 | 120.768 | 74.776 | 48.604 | 34.636 | 5.7714 | 5.2484 | 6.4414 | 7.4249 | 8.1844 | 10.7773 | 11.293 | 12.2695 | 9.9329 | 9.3577 | 7.6613 | 5.4422 | -5.0527 | -5.5167 | -2.3334 | -0.53587 | 1.6091 | -0.72593 | 4.3863 | 5.0957 | 4.3365 | 0.6091 | -2.5492 | -5.172 | 1.6 | 10 | 25 | 95 | 30 | 45 | 3.5 | 10 | 20 | 60 | 25 | 30 | 23 | 80 | 190 | 200 | 210 | 340 | [11 empty] | 1.13 | 1.16 | 0.85 | 0.62 | 0.61 | Ende
| 18919.8145 | 18814.0094 | NZ0003a-Christchurch | - | - | - | NZ0003a |  | x | x | 0003a | NZ |  | Christchurch | Location is on the Southern Hemisphere. The original data has been adapted for use in the PHPP (see PHPP manual!) Source: NIWA, TMY2. | PHPP 8 | -43.5 | 172.6 | 34 | 9.3 | 6.2356 | 7.2051 | 9.13 | 11.714 | 13.2673 | 15.289 | 16.9182 | 16.2789 | 14.616 | 11.9991 | 8.911 | 6.3847 | 12.819 | 18.442 | 25.29 | 36.663 | 44.955 | 54.487 | 49.168 | 34.548 | 30.253 | 22.094 | 14.584 | 11.355 | 23.5 | 34.649 | 58.607 | 72.788 | 83.446 | 96.672 | 85.423 | 67.654 | 63.869 | 43.784 | 29.582 | 20.053 | 68.933 | 81.061 | 104.141 | 92.954 | 82.331 | 79.499 | 78.92 | 85.439 | 97.29 | 90.601 | 76.535 | 64.213 | 27.351 | 36.775 | 64.36 | 74.55 | 85.646 | 96.268 | 91.325 | 83.05 | 67.328 | 48.813 | 29.551 | 24.125 | 37.98 | 59.554 | 103.623 | 135.364 | 168.264 | 191.213 | 178.291 | 143.308 | 115.783 | 76.288 | 45.955 | 32.842 | 3.2201 | 2.8599 | 5.3525 | 6.7827 | 8.5111 | 6.6307 | 10.7851 | 11.3726 | 10.744 | 7.7023 | 5.1819 | 3.1274 | -1.8048 | -2.4651 | -0.96292 | 0.26468 | 1.2059 | 4.3769 | 4.9997 | 6.1722 | 3.3514 | 2.649 | 0.5582 | -2.22 | 6.9 | 10 | 15 | 45 | 25 | 30 | 7.1 | 10 | 10 | 15 | 10 | 20 | 21 | 100 | 200 | 220 | 190 | 330 | [11 empty] | 1.13 | 1.15 | 1.11 | 0.6 | 0.63 | Ende
| 18722.6822 | 18632.0063 | NZ0009a-Paraparaumu | - | - | - | NZ0009a |  | x | x | 0009a | NZ |  | Paraparaumu | Location is on the Southern Hemisphere. The original data has been adapted for use in the PHPP (see PHPP manual!) Source: NIWA, TMY2. | 2014 PHI. Compared with MN7, IWEC, satellite data. | -40.91 | 174.98 | 5 | 7 | 8.6 | 9.7 | 11.4 | 12.5 | 13.5 | 16.1 | 17.2 | 17.7 | 15.5 | 13 | 12.1 | 10.3 | 15 | 19 | 23 | 32 | 40 | 53 | 49 | 32 | 25 | 20 | 16 | 12 | 35 | 50 | 53 | 73 | 86 | 102 | 91 | 87 | 69 | 55 | 42 | 28 | 83 | 106 | 85 | 91 | 82 | 82 | 84 | 92 | 106 | 110 | 94 | 71 | 33 | 52 | 56 | 84 | 95 | 112 | 116 | 84 | 83 | 65 | 39 | 30 | 50 | 77 | 90 | 137 | 164 | 194 | 184 | 154 | 121 | 89 | 59 | 40 | 5.2 | 6.3 | 7.8 | 8.8 | 9.1 | 11.7 | 12.9 | 13.1 | 11.6 | 9.4 | 8.1 | 7 | -3.2 | -0.6 | 1.5 | 2.5 | 4.3 | 7.5 | 7.2 | 7.9 | 6.2 | 3.5 | 2.1 | 0.6 | 4.4 | 15 | 30 | 55 | 20 | 40 | 4.4 | 15 | 30 | 55 | 20 | 40 | 18.7 | 50 | 185 | 205 | 175 | 285 | 16.6 | 20.8 | 80 | 200 | 165 | 195 | 330 | 19 | 3.2 | 21 | 4.4 | 1.13 | 1.16 | 0.85 | 0.62 | 0.59 | Ende
| 18390.642 | 18306.2114 | NZ0010a-Hamilton | - | - | - | NZ0010a |  | x | x | 0010a | NZ |  | Hamilton | Location is on the Southern Hemisphere. The original data has been adapted for use in the PHPP (see PHPP manual!) Source: NIWA, TMY2. | 2014 PHI. Compard with Meteonorm & satellite data | -37.78 | 175.31 | 40 | 10.9 | 8.6 | 9.2 | 10.9 | 13.4 | 14.8 | 16.9 | 17.5 | 18.3 | 16.8 | 14.3 | 12.5 | 9.1 | 16 | 22 | 28 | 34 | 48 | 53 | 50 | 39 | 31 | 22 | 17 | 14 | 42 | 63 | 61 | 85 | 108 | 94 | 105 | 90 | 93 | 59 | 47 | 36 | 102 | 108 | 94 | 88 | 80 | 75 | 81 | 84 | 111 | 102 | 91 | 91 | 46 | 54 | 70 | 82 | 88 | 96 | 101 | 86 | 77 | 52 | 38 | 39 | 63 | 86 | 109 | 145 | 173 | 178 | 192 | 153 | 142 | 93 | 63 | 54 | 6.3 | 6.7 | 8 | 9.5 | 10.5 | 12.3 | 13.3 | 14.4 | 12.6 | 11 | 10.1 | 8 | -1.8 | -1.2 | 1.5 | 3.8 | 5.5 | 8.2 | 8.5 | 9.7 | 7.4 | 4.7 | 3 | -1.3 | 2.9 | 20 | 45 | 115 | 45 | 65 | 9.3 | 17 | 24 | 61 | 35 | 49 | 19.7 | 70 | 165 | 175 | 155 | 260 | 17.7 | 22.4 | 80 | 200 | 140 | 180 | 300 | 19 | 2.7 | 22.5 | 2.3 | 1.14 | 1.18 | 0.77 | 0.65 | 0.52 | Ende
| 18531.3505 | 18447.5458 | NZ0008a-Taupo | - | - | - | NZ0008a |  | x | x | 0008a | NZ |  | Taupo | Location is on the Southern Hemisphere. The original data has been adapted for use in the PHPP (see PHPP manual!) Source: NIWA, TMY2. | 2012 PHI. | -38.99 | 175.81 | 375 | 8.9 | 6.8 | 7 | 9.4 | 10.5 | 12.6 | 14.4 | 17.3 | 17.2 | 14.9 | 12 | 9.9 | 7.8 | 14 | 19 | 25 | 33 | 43 | 50 | 45 | 32 | 31 | 22 | 15 | 12 | 27 | 44 | 56 | 73 | 85 | 93 | 82 | 66 | 69 | 44 | 34 | 27 | 70 | 90 | 86 | 79 | 68 | 61 | 72 | 76 | 102 | 94 | 92 | 73 | 31 | 45 | 55 | 76 | 96 | 90 | 96 | 81 | 75 | 56 | 40 | 28 | 48 | 78 | 104 | 142 | 172 | 181 | 192 | 152 | 136 | 88 | 62 | 45 | 4.4 | 4.3 | 5.1 | 6.4 | 7.8 | 9.6 | 12.6 | 12.9 | 10 | 8.2 | 7.2 | 6.1 | -4.4 | -3.8 | -1.3 | 0 | 2.3 | 4.1 | 8.1 | 7.7 | 4.8 | 1.8 | -0.2 | -2.4 | 2.4 | 15 | 30 | 75 | 35 | 50 | 3.2 | 10 | 15 | 45 | 25 | 30 | 23 | 80 | 200 | 210 | 220 | 340 | [11 empty] | 1.14 | 1.17 | 0.69 | 0.64 | 0.49 | Ende
| 18393.048 | 18312.6441 | NZ0007a-Bay of Plenty | - | - | - | NZ0007a |  | x | x | 0007a | NZ |  | Bay of Plenty | Location is on the Southern Hemisphere. The original data has been adapted for use in the PHPP (see PHPP manual!) Source: NIWA, TMY2. | 2012 PHI. | -37.67 | 176.2 | 4 | 8 | 10.4 | 10.8 | 12.6 | 14.3 | 15.3 | 18.7 | 19.5 | 19.3 | 18.2 | 15.8 | 13.9 | 10.5 | 15 | 21 | 28 | 37 | 47 | 51 | 47 | 36 | 29 | 23 | 17 | 15 | 34 | 42 | 61 | 71 | 92 | 85 | 80 | 68 | 67 | 54 | 39 | 32 | 89 | 92 | 92 | 80 | 64 | 61 | 68 | 73 | 88 | 109 | 93 | 80 | 35 | 49 | 64 | 79 | 86 | 98 | 103 | 85 | 65 | 60 | 40 | 29 | 59 | 80 | 113 | 145 | 163 | 183 | 190 | 151 | 128 | 102 | 67 | 52 | 7.1 | 7.1 | 8.9 | 10.1 | 9.9 | 13.7 | 14.3 | 14.7 | 14.4 | 11.4 | 10.6 | 7.7 | -0.9 | -0.1 | 2.1 | 4 | 4.7 | 9.6 | 10.6 | 9.5 | 7.9 | 4.8 | 4 | -1.5 | 7.8 | 15 | 40 | 75 | 35 | 50 | 7.9 | 15 | 35 | 75 | 30 | 50 | 22 | 90 | 190 | 210 | 200 | 340 | [11 empty] | 1.14 | 1.18 | 0.61 | 0.65 | 0.44 | Ende
| 18500.6184 | 18409.7814 | NZ0005a-New Plymouth | - | - | - | NZ0005a |  | x | x | 0005a | NZ |  | New Plymouth | Location is on the Southern Hemisphere. The original data has been adapted for use in the PHPP (see PHPP manual!) Source: NIWA, TMY2. | 2012 PHI. | -39.01 | 174.18 | 30 | 6.6 | 10.2 | 9.9 | 11.8 | 12.5 | 13.4 | 16.2 | 17.3 | 18 | 15.6 | 14 | 13 | 11.2 | 15 | 19 | 27 | 34 | 44 | 48 | 44 | 34 | 29 | 22 | 16 | 13 | 28 | 39 | 53 | 66 | 93 | 75 | 75 | 68 | 62 | 47 | 34 | 26 | 77 | 90 | 90 | 82 | 71 | 65 | 71 | 81 | 101 | 97 | 85 | 75 | 33 | 47 | 65 | 79 | 91 | 107 | 116 | 96 | 80 | 60 | 37 | 30 | 54 | 76 | 106 | 143 | 180 | 188 | 195 | 161 | 137 | 91 | 62 | 47 | 7.3 | 7.2 | 8.7 | 9.6 | 10 | 13 | 14.1 | 13.9 | 11.3 | 10.4 | 10 | 8 | 0 | -0.5 | 1.7 | 3.3 | 2.8 | 7.1 | 8 | 8.3 | 5.5 | 3.7 | 2.9 | 1.2 | 5.4 | 15 | 30 | 75 | 35 | 45 | 5.5 | 15 | 30 | 75 | 35 | 45 | 22 | 70 | 150 | 200 | 200 | 310 | [11 empty] | 1.14 | 1.17 | 0.91 | 0.62 | 0.55 | Ende
| 18748.2841 | 18660.3992 | NZ0004a-Masterton | - | - | - | NZ0004a |  | x | x | 0004a | NZ |  | Masterton | Location is on the Southern Hemisphere. The original data has been adapted for use in the PHPP (see PHPP manual!) Source: NIWA, TMY2. | 2012 PHI. | -41.02 | 175.62 | 91 | 10.4 | 7.6 | 8.2 | 10 | 12.2 | 13.1 | 16.3 | 17.7 | 17.3 | 15.7 | 12.6 | 10.8 | 7.8 | 13 | 19 | 27 | 33 | 45 | 52 | 47 | 34 | 29 | 20 | 14 | 12 | 26 | 34 | 63 | 77 | 90 | 91 | 88 | 65 | 61 | 42 | 29 | 21 | 74 | 85 | 97 | 84 | 74 | 69 | 74 | 73 | 93 | 91 | 80 | 63 | 29 | 44 | 64 | 86 | 94 | 104 | 99 | 78 | 72 | 47 | 33 | 24 | 47 | 70 | 113 | 149 | 174 | 192 | 186 | 139 | 121 | 82 | 53 | 40 | 5 | 4.7 | 6 | 7.1 | 7.9 | 10.8 | 11 | 12 | 10.3 | 8.8 | 7.8 | 3.9 | -4.6 | -4.2 | -3 | -0.5 | 0.8 | 4.6 | 5.4 | 7.8 | 3.2 | 1.2 | -1.1 | -4 | 2.2 | 15 | 15 | 35 | 20 | 35 | 2.3 | 15 | 15 | 30 | 20 | 30 | 24 | 90 | 200 | 190 | 210 | 350 | [11 empty] | 1.13 | 1.15 | 0.7 | 0.63 | 0.61 | Ende
| 18881.7775 | 18765.2009 | NZ0006b-Queenstown Lakes | - | - | - | NZ0006b |  | x | x | 0006b | NZ |  | Queenstown Lakes | Location is on the Southern Hemisphere. The original data has been adapted for use in the PHPP (see PHPP manual!) Source: NIWA, TMY2. | 2015 PHI | -45.02 | 168.74 | 354 | 11.2 | 2.3 | 4.7 | 7.6 | 9.7 | 11.3 | 14.7 | 15.2 | 15.7 | 12.7 | 9.7 | 6.7 | 3.9 | 11 | 16 | 23 | 33 | 44 | 53 | 51 | 32 | 28 | 18 | 12 | 10 | 38 | 48 | 74 | 80 | 95 | 112 | 115 | 92 | 79 | 55 | 38 | 28 | 110 | 115 | 120 | 109 | 98 | 100 | 102 | 106 | 123 | 116 | 101 | 93 | 34 | 50 | 74 | 92 | 107 | 117 | 118 | 95 | 87 | 59 | 35 | 29 | 50 | 72 | 111 | 150 | 182 | 211 | 204 | 159 | 132 | 83 | 53 | 41 | -1.4 | 0.4 | 1.5 | 3.3 | 4.1 | 6 | 7.2 | 8.5 | 6.1 | 4.2 | 2.9 | 0.5 | -10.5 | -8.1 | -5.1 | -2.6 | -0.1 | 2.9 | 3.3 | 3.9 | 1.2 | -2.4 | -5.4 | -8 | -2 | 10 | 35 | 115 | 35 | 45 | 3 | 13 | 24 | 71 | 30 | 39 | 19.7 | 55 | 185 | 260 | 190 | 285 | 10.3 | 20.1 | 200 | 210 | 95 | 245 | 380 | 13 |  |  |  | 1.13 | 1.15 | 1.46 | 0.52 | 0.56 | Ende
| 10698.4345 | 10580.5394 | PH0001a-Manila/Naia | - | - | 37 | PH0001a |  | x | x | 0001a | PH |  | Manila/Naia | Source: Meteonorm. | 2011 PHI. Vergleich mit EOSWEB, IWEC. | 14.517 | 121 | 15 | 6.1 | 26.3 | 26.8 | 28 | 29.6 | 29.4 | 28.6 | 27.8 | 27.6 | 27.5 | 27.8 | 27.4 | 26.5 | 31 | 30 | 35 | 40 | 62 | 71 | 61 | 42 | 35 | 34 | 31 | 31 | 68 | 72 | 94 | 104 | 94 | 87 | 80 | 72 | 78 | 74 | 69 | 67 | 112 | 98 | 91 | 57 | 50 | 49 | 48 | 45 | 63 | 84 | 106 | 118 | 69 | 71 | 99 | 99 | 88 | 83 | 74 | 68 | 72 | 68 | 69 | 69 | 129 | 135 | 180 | 188 | 174 | 166 | 149 | 130 | 141 | 132 | 128 | 126 | 21.1 | 20.8 | 21.5 | 22.6 | 23.9 | 24.3 | 24.3 | 24.3 | 24.3 | 24 | 23.3 | 22.1 | 18.1 | 17.4 | 17.2 | 17.7 | 20.2 | 20.5 | 20.8 | 20.1 | 19.8 | 20.2 | 18.9 | 18.7 | 25.2 | 41 | 82 | 135 | 82 | 154 | 27 | 33 | 46 | 49 | 41 | 81 | 29.5 | 81 | 116 | 66 | 104 | 203 | [11 empty] | 1.22 | 1.19 | 0.3 | 1.24 | 1.32 | Ende
| 1089.061 | 973.2555 | PL0001a-Koszalin/Kolobrzeg | - | - | 38 | PL0001a |  | x | x | 0001a | PL | Strefa I | Koszalin/Kolobrzeg |  | 2005 PHI | 54.17 | 16.17 | 36 | 8.1 | 0 | 0.6 | 3.3 | 6.1 | 11.1 | 14.4 | 17.2 | 17.2 | 13.9 | 9.4 | 5 | 2.2 | 5 | 10 | 20 | 30 | 47 | 53 | 49 | 38 | 23 | 15 | 7 | 4 | 11 | 23 | 48 | 74 | 112 | 98 | 107 | 89 | 55 | 36 | 15 | 9 | 28 | 53 | 79 | 103 | 118 | 98 | 108 | 111 | 86 | 78 | 42 | 29 | 10 | 24 | 47 | 77 | 109 | 102 | 105 | 91 | 53 | 35 | 15 | 8 | 15 | 32 | 68 | 119 | 178 | 166 | 173 | 142 | 83 | 51 | 21 | 12 | -2.8 | -2.7 | -0.2 | 2.3 | 6.7 | 10.3 | 12.8 | 12.9 | 9.9 | 6.2 | 2.2 | -1 | -13.1478 | -14.7607 | -8.9579 | -4.3122 | 1.6798 | 6.3268 | 8.7917 | 8.3746 | 4.128 | -3.5923 | -8.9151 | -14.6081 | -9 | 5 | 15 | 45 | 15 | 15 | -4 | 5 | 10 | 25 | 5 | 10 | 25 | 90 | 220 | 200 | 190 | 330 | [11 empty] | 1.31 | 1.31 | 1.76 | 1.14 | 1.14 | Ende
| 1136.5919 | 1027.1339 | PL0002a-Poznan/Pila | - | - | - | PL0002a |  | x | x | 0002a | PL | Strefa II | Poznan/Pila |  | 2005 PHI | 52.42 | 16.88 | 97 | 10.6 | -2 | -1 | 2.7 | 7.6 | 13.3 | 16.7 | 18 | 17.4 | 13.4 | 8.8 | 3.8 | -0.1 | 6 | 11 | 19 | 30 | 43 | 48 | 47 | 36 | 23 | 15 | 8 | 5 | 13 | 24 | 48 | 70 | 97 | 88 | 94 | 81 | 57 | 35 | 16 | 10 | 43 | 55 | 83 | 88 | 100 | 88 | 96 | 100 | 90 | 78 | 41 | 28 | 15 | 24 | 47 | 68 | 90 | 95 | 96 | 87 | 55 | 38 | 15 | 10 | 19 | 36 | 71 | 109 | 156 | 155 | 160 | 136 | 86 | 52 | 23 | 13 | -3.8 | -3.2 | -0.5 | 2.6 | 6.6 | 10.4 | 11.7 | 11.7 | 9.1 | 5.8 | 1.4 | -1.8 | -16.1123 | -14.5029 | -9.2954 | -3.1215 | 2.5569 | 7.1624 | 8.6128 | 8.0372 | 3.414 | -3.2567 | -8.9536 | -12.8444 | -11 | 10 | 15 | 30 | 15 | 25 | -5 | 5 | 10 | 10 | 10 | 10 | 25 | 110 | 230 | 220 | 220 | 350 | [11 empty] | 1.32 | 1.32 | 1.82 | 1.16 | 1.23 | Ende
| 1417.1114 | 1306.98 | PL0003a-Warszawa | - | - | - | PL0003a |  | x | x | 0003a | PL | Strefa III | Warszawa |  | 2005 PHI | 52.25 | 21 | 90 | 10 | -3.3 | -2.1 | 1.9 | 7.7 | 13.5 | 16.7 | 18 | 17.3 | 13.1 | 8.2 | 3.2 | -0.9 | 6 | 11 | 20 | 28 | 45 | 46 | 44 | 36 | 21 | 15 | 7 | 5 | 12 | 21 | 44 | 62 | 92 | 86 | 92 | 78 | 52 | 35 | 16 | 8 | 32 | 53 | 75 | 87 | 99 | 85 | 95 | 96 | 87 | 78 | 43 | 23 | 13 | 27 | 45 | 68 | 96 | 84 | 90 | 83 | 51 | 36 | 16 | 8 | 18 | 35 | 69 | 107 | 157 | 148 | 158 | 133 | 81 | 52 | 23 | 13 | -5.7 | -4.8 | -1.8 | 2.6 | 7.7 | 11.1 | 12.7 | 12.1 | 9.3 | 5.3 | 1 | -2.9 | -19.5627 | -16.6425 | -10.3959 | -2.8935 | 3.6752 | 8.0201 | 9.5678 | 8.5216 | 4.277 | -3.8492 | -10.6823 | -14.6562 | -13 | 15 | 20 | 35 | 20 | 30 | -7 | 5 | 5 | 10 | 5 | 10 | 25 | 130 | 210 | 200 | 200 | 340 | [11 empty] | 1.31 | 1.3 | 1.79 | 1.28 | 1.35 | Ende
| 1551.0936 | 1437.761 | PL0004a-Bialystok/Mikolajki | - | - | - | PL0004a |  | x | x | 0004a | PL | Strefa IV | Bialystok/Mikolajki |  | 2005 PHI | 53.15 | 23.17 | 148 | 11.3 | -4.8 | -3.8 | 0.2 | 6.7 | 12.9 | 16.1 | 17.3 | 16.3 | 12 | 7.2 | 2.2 | -2.1 | 7 | 11 | 20 | 29 | 44 | 50 | 49 | 36 | 22 | 15 | 7 | 5 | 14 | 30 | 48 | 73 | 102 | 89 | 102 | 84 | 56 | 38 | 17 | 10 | 43 | 73 | 87 | 95 | 111 | 92 | 101 | 109 | 93 | 80 | 46 | 32 | 14 | 30 | 49 | 66 | 109 | 97 | 100 | 88 | 55 | 37 | 17 | 10 | 20 | 40 | 75 | 112 | 170 | 159 | 167 | 140 | 85 | 53 | 23 | 14 | -7 | -6.8 | -3.6 | 1.7 | 6.8 | 10.2 | 12.4 | 12.1 | 8.4 | 3.9 | -0.1 | -4.3 | -21.1823 | -22.2286 | -13.7857 | -4.3986 | 2.4726 | 6.7757 | 8.9138 | 7.9321 | 2.0126 | -6.6562 | -9.8301 | -16.8667 | -15 | 15 | 15 | 30 | 15 | 25 | -9 | 5 | 5 | 10 | 5 | 10 | 24 | 90 | 210 | 210 | 200 | 320 | [11 empty] | 1.29 | 1.29 | 1.76 | 1.31 | 1.34 | Ende
| 1530.5561 | 1415.1182 | PL0005a-Suwalki/Mikolajki | - | - | - | PL0005a |  | x | x | 0005a | PL | Strefa V N | Suwalki/Mikolajki |  | 2005 PHI | 54.1 | 22.95 | 172 | 10.5 | -5.3 | -4.6 | -0.6 | 5.6 | 12.2 | 15.4 | 16.6 | 16 | 11.6 | 6.8 | 1.7 | -2.7 | 6 | 11 | 21 | 30 | 43 | 51 | 47 | 34 | 23 | 15 | 7 | 5 | 18 | 33 | 56 | 73 | 110 | 99 | 104 | 88 | 57 | 39 | 17 | 10 | 58 | 80 | 97 | 95 | 113 | 90 | 103 | 105 | 89 | 83 | 47 | 31 | 16 | 31 | 53 | 78 | 108 | 95 | 102 | 91 | 57 | 39 | 16 | 10 | 21 | 41 | 77 | 112 | 171 | 158 | 168 | 138 | 84 | 52 | 22 | 13 | -7.3 | -7.3 | -4.1 | 1.4 | 6.6 | 10 | 12.3 | 12 | 8.2 | 3.6 | -0.3 | -4.6 | -26.1496 | -24.785 | -15.3642 | -5.1014 | 1.9756 | 6.4297 | 8.555 | 7.7432 | 1.5588 | -7.8116 | -13.0453 | -18.9776 | -17 | 15 | 15 | 30 | 15 | 24.8 | -11 | 5 | 5 | 10 | 5 | 10 | 22 | 90 | 210 | 210 | 190 | 320 | [11 empty] | 1.28 | 1.28 | 1.73 | 1.31 | 1.32 | Ende
| 1426.227 | 1330.0198 | PL0006a-Zakopane | - | - | - | PL0006a |  | x | x | 0006a | PL | Strefa V S | Zakopane |  | 2005 PHI | 49.3 | 19.95 | 857 | 8.9 | -4.9 | -4 | -0.5 | 4.8 | 9.5 | 13 | 14.5 | 13.9 | 10.5 | 6.3 | 1.3 | -2.8 | 9 | 14 | 24 | 30 | 46 | 47 | 44 | 37 | 24 | 19 | 10 | 8 | 27 | 38 | 56 | 71 | 83 | 86 | 91 | 83 | 63 | 50 | 27 | 18 | 81 | 86 | 98 | 90 | 90 | 79 | 92 | 99 | 98 | 103 | 72 | 56 | 26 | 37 | 62 | 72 | 90 | 83 | 93 | 83 | 63 | 49 | 27 | 18 | 34 | 53 | 88 | 117 | 148 | 147 | 162 | 139 | 101 | 71 | 37 | 25 | -8.2 | -6.9 | -3.6 | 0.7 | 5.8 | 9.1 | 10.2 | 10 | 6.9 | 2.5 | -2 | -6.1 | -26.8415 | -21.4514 | -14.2581 | -5.5717 | 0.85356 | 5.0671 | 6.3084 | 5.491 | 0.56776 | -8.9425 | -17.0452 | -22.4337 | -17 | 10 | 15 | 40 | 15 | 25 | -11 | 5 | 5 | 10 | 5 | 10 | 23 | 90 | 180 | 210 | 180 | 310 | [11 empty] | 1.31 | 1.31 | 1.85 | 1.15 | 1.35 | Ende
| 1659.977 | 1761.6407 | PT0001a-Lisboa | - | - | 39 | PT0001a |  | x | x | 0001a | PT |  | Lisboa |  |  | 38.73 | -9.13 | 10 | 12 | 12.1 | 12.6 | 13.5 | 14.8 | 16.8 | 19.5 | 21.9 | 22.4 | 21.8 | 18.6 | 15 | 12.4 | 17 | 18 | 27 | 34 | 47 | 51 | 49 | 35 | 29 | 22 | 16 | 14 | 44 | 49 | 90 | 93 | 109 | 116 | 123 | 120 | 94 | 70 | 42 | 39 | 109 | 97 | 139 | 101 | 94 | 85 | 93 | 114 | 127 | 133 | 99 | 104 | 46 | 48 | 89 | 93 | 112 | 120 | 125 | 114 | 91 | 70 | 44 | 40 | 66 | 78 | 144 | 158 | 199 | 216 | 225 | 207 | 155 | 113 | 65 | 58 | 8 | 8.3 | 8.7 | 9.3 | 11.5 | 13.4 | 14.9 | 15.1 | 14.9 | 13.5 | 10.5 | 8.6 | -5.0836 | -0.45477 | 0.9598 | 5.0416 | 7.9796 | 10.6865 | 12.6852 | 12.4898 | 10.1704 | 5.3646 | -0.74942 | -5.2662 | 8.6 | 20 | 40 | 65 | 35 | 50 | 9.8 | 15 | 20 | 25 | 15 | 25 | 26 | 90 | 190 | 210 | 180 | 360 | [11 empty] | 1.23 | 1.22 | 1.72 | 1.38 | 1.74 | Ende
| 1397.1598 | 1501.5083 | PT0002a-Porto | - | - | - | PT0002a |  | x | x | 0002a | PT |  | Porto | Source: Meteonorm V6. | 2011 PHI. Vergleich mit IWEC Daten. | 41.133 | -8.6 | 100 | 7.9 | 10.2 | 10.6 | 13 | 13.6 | 15.6 | 18.6 | 19.4 | 19.6 | 18.6 | 16.1 | 12.4 | 10.7 | 15 | 19 | 27 | 35 | 47 | 51 | 50 | 39 | 29 | 23 | 16 | 13 | 38 | 46 | 79 | 90 | 114 | 116 | 119 | 117 | 85 | 65 | 36 | 31 | 105 | 92 | 125 | 101 | 94 | 86 | 91 | 112 | 123 | 120 | 93 | 88 | 42 | 46 | 77 | 90 | 105 | 116 | 113 | 111 | 87 | 65 | 44 | 37 | 59 | 71 | 126 | 151 | 193 | 208 | 206 | 192 | 145 | 101 | 60 | 48 | 6.7 | 6.6 | 7.7 | 9.3 | 11.5 | 14 | 15.2 | 15.8 | 14.5 | 12.6 | 8.7 | 7 | -0.1 | 0.1 | 1.5 | 2.4 | 5.3 | 7.5 | 9.2 | 9 | 8.9 | 6.6 | 2.3 | 0.1 | 6.3 | 19 | 42 | 112 | 48 | 67 | 9.7 | 15 | 21 | 45 | 26 | 39 | 23.9 | 53 | 167 | 157 | 164 | 282 | [11 empty] | 1.23 | 1.23 | 1.67 | 1.32 | 1.57 | Ende
| 1689.4116 | 1596.2284 | RO0001a-Satu-Mare | - | - | 40 | RO0001a |  | x | x | 0001a | RO |  | Satu-Mare | Source: Meteonorm V6. | 2011 PHI | 47.8 | 22.87 | 123 | 10.8 | -1.7 | -0.7 | 4.5 | 11 | 17 | 19.7 | 21.1 | 21 | 15.3 | 10.6 | 5.4 | -0.8 | 9 | 14 | 25 | 33 | 46 | 53 | 53 | 37 | 27 | 19 | 12 | 9 | 17 | 32 | 63 | 87 | 111 | 105 | 117 | 100 | 76 | 53 | 28 | 16 | 47 | 72 | 112 | 109 | 104 | 90 | 100 | 111 | 119 | 115 | 75 | 49 | 19 | 32 | 66 | 87 | 106 | 103 | 108 | 97 | 79 | 59 | 30 | 19 | 27 | 49 | 100 | 140 | 180 | 177 | 187 | 164 | 122 | 81 | 41 | 26 | -3.6 | -3.4 | -0.3 | 4.7 | 10.4 | 13.3 | 15.5 | 14.9 | 10.7 | 6.9 | 2.5 | -2.7 | -11.7 | -12.4 | -8.4 | -2.4 | 4.5 | 7.4 | 9.6 | 9.7 | 4.6 | -0.2 | -4.9 | -11.4 | -11.3 | 13 | 32 | 103 | 31 | 45 | -7.2 | 8 | 8 | 9 | 8 | 16 | 31.4 | 67 | 182 | 161 | 179 | 291 | [11 empty] | 1.29 | 1.29 | 1.83 | 1.12 | 1.33 | Ende
| 1699.6773 | 1625.7628 | RS0001a-Belgrad | - | - | 41 | RS0001a |  | x | x | 0001a | RS |  | Belgrad |  |  | 44.82 | 20.47 | 117 | 9.4 | -0.2 | 2 | 6.4 | 11.8 | 16.6 | 19.4 | 21.1 | 20.8 | 17.2 | 11.8 | 6.3 | 1.6 | 18 | 23 | 31 | 38 | 53 | 57 | 59 | 47 | 32 | 24 | 16 | 14 | 30 | 47 | 66 | 83 | 103 | 100 | 113 | 108 | 81 | 59 | 32 | 26 | 72 | 94 | 100 | 93 | 89 | 81 | 92 | 106 | 112 | 109 | 70 | 69 | 32 | 46 | 68 | 82 | 104 | 105 | 111 | 108 | 81 | 56 | 30 | 27 | 39 | 59 | 102 | 132 | 172 | 180 | 192 | 173 | 124 | 84 | 45 | 35 | [24 empty] | -6.5 | 14 | 30 | 87 | 37 | 48 | -3.8 | 11 | 17 | 39 | 21 | 30 | 30.1 | 68 | 165 | 143 | 166 | 282 | [11 empty] | 1.26 | 1.25 | 1.8 | 1.19 | 1.56 | Ende
| 1891.4043 | 1820.5438 | RS0002a-Niš | - | - | - | RS0002a |  | x | x | 0002a | RS |  | Niš |  |  | 43.33 | 21.9 | 232 | 12.7 | 0.5 | 2 | 6.4 | 11.5 | 17.3 | 20.5 | 22.3 | 22.4 | 16.7 | 12.3 | 7 | 1.6 | 13 | 17 | 27 | 34 | 45 | 53 | 49 | 39 | 28 | 22 | 14 | 11 | 30 | 42 | 61 | 85 | 100 | 107 | 116 | 110 | 76 | 56 | 31 | 23 | 82 | 90 | 95 | 98 | 90 | 83 | 95 | 109 | 112 | 106 | 75 | 63 | 35 | 45 | 62 | 83 | 93 | 106 | 111 | 103 | 78 | 57 | 36 | 24 | 47 | 65 | 101 | 140 | 172 | 183 | 199 | 178 | 129 | 87 | 48 | 37 | -2.4 | -2.2 | -0.2 | 4.5 | 10.3 | 13.3 | 14.1 | 13.7 | 11.2 | 7.6 | 3.1 | -1.3 | -11.2 | -10.8 | -7.3 | -2.2 | 5.5 | 7.6 | 9.3 | 8.7 | 5.8 | 1.3 | -3.9 | -8.9 | -6.7 | 19 | 37 | 103 | 47 | 61 | -0.8 | 11 | 19 | 40 | 17 | 31 | 27.1 | 61 | 158 | 141 | 159 | 273 | [11 empty] | 1.24 | 1.23 | 1.77 | 1.24 | 1.68 | Ende
| 1893.5088 | 1827.7646 | RS0003a-Priština | - | - | - | RS0003a |  | x | x | 0003a | RS |  | Priština |  |  | 42.65 | 21.15 | 573 | 12.6 | 0.1 | 1.4 | 5.8 | 10.6 | 16.2 | 19.7 | 21.8 | 21.5 | 16.2 | 11.5 | 6.1 | 0.9 | 14 | 17 | 27 | 34 | 43 | 50 | 50 | 38 | 28 | 21 | 14 | 11 | 32 | 47 | 63 | 84 | 104 | 102 | 118 | 113 | 80 | 57 | 31 | 25 | 90 | 97 | 100 | 95 | 88 | 80 | 93 | 109 | 114 | 113 | 78 | 68 | 38 | 47 | 65 | 83 | 91 | 101 | 109 | 106 | 81 | 64 | 41 | 26 | 51 | 70 | 105 | 138 | 173 | 179 | 198 | 183 | 133 | 91 | 50 | 39 | -2.9 | -3.1 | -1.1 | 3.2 | 9 | 11.7 | 12.5 | 12.5 | 9.9 | 6.7 | 2.6 | -1.8 | -11.9 | -12.1 | -8.4 | -3.7 | 3.9 | 6.5 | 7.9 | 7.2 | 4.3 | 0 | -5.2 | -9.9 | -7.3 | 19 | 39 | 108 | 51 | 63 | -3.3 | 15 | 25 | 76 | 42 | 46 | 25.8 | 67 | 163 | 123 | 140 | 260 | [11 empty] | 1.24 | 1.23 | 1.76 | 1.26 | 1.71 | Ende
| 1499.0874 | 1435.516 | RS0004a-Banja Luka | - | - | - | RS0004a |  | x | x | 0004a | RS |  | Banja Luka |  |  | 44.78 | 17.22 | 153 | 11.6 | -0.1 | 2.3 | 7 | 11.9 | 17.6 | 21.1 | 22.1 | 22 | 16.2 | 12.1 | 6.5 | 0.9 | 11 | 16 | 25 | 32 | 45 | 49 | 50 | 38 | 28 | 21 | 12 | 10 | 28 | 35 | 61 | 77 | 104 | 97 | 113 | 96 | 72 | 47 | 26 | 22 | 77 | 71 | 99 | 91 | 93 | 81 | 94 | 100 | 103 | 94 | 63 | 63 | 31 | 37 | 64 | 76 | 98 | 92 | 108 | 92 | 74 | 53 | 30 | 30 | 41 | 54 | 99 | 129 | 170 | 168 | 190 | 158 | 116 | 78 | 41 | 41 | -2.7 | -2.3 | 0.5 | 5.1 | 10.5 | 13.6 | 15.1 | 15.2 | 11.5 | 8 | 3.3 | 3.3 | -11.5 | -10.4 | -6.5 | -0.9 | 4.9 | 9.2 | 10 | 10.6 | 5.6 | 2.1 | -3.6 | -3.6 | -7.7 | 14 | 36 | 103 | 41 | 53 | -1.3 | 10 | 15 | 35 | 20 | 27 | 25.9 | 69 | 181 | 130 | 129 | 258 | [11 empty] | 1.25 | 1.25 | 1.8 | 1.19 | 1.51 | Ende
| 3810.9921 | 3692.9649 | RU0002a-Ekaterinburg | - | - | 42 | RU0002a |  | x | x | 0002a | RU |  | Ekaterinburg |  |  | 56.85 | 60.6 | 267 | 10.3 | -14.4 | -12.1 | -4.5 | 4.1 | 11 | 16 | 18.6 | 15.2 | 9.6 | 1.5 | -5.5 | -11.2 | 5 | 10 | 18 | 29 | 45 | 52 | 48 | 36 | 21 | 13 | 7 | 4 | 20 | 38 | 77 | 81 | 100 | 115 | 104 | 86 | 50 | 33 | 22 | 13 | 79 | 108 | 151 | 113 | 111 | 113 | 114 | 106 | 77 | 81 | 78 | 59 | 20 | 37 | 74 | 88 | 100 | 112 | 112 | 86 | 47 | 37 | 23 | 15 | 21 | 43 | 96 | 122 | 158 | 182 | 173 | 129 | 72 | 46 | 25 | 14 | -17.3 | -15.7 | -9 | -1.6 | 4.4 | 10 | 13.4 | 10.5 | 5.3 | -2.2 | -8.7 | -14.2 | -50.7633 | -41.6315 | -24.9739 | -8.8967 | -0.30173 | 6.2404 | 10.0019 | 6.1162 | -0.98964 | -14.6929 | -34.1656 | -43.6833 | -24.4041 | 10 | 30 | 90 | 30 | 40 | -21.806 | 10 | 10 | 25 | 10 | 15 | 25 | 110 | 170 | 190 | 180 | 300 | [11 empty] | 1.07 | 1.04 | 1.49 | 1.27 | 0.92 | Ende
| 2457.4698 | 2339.676 | RU0001a-Moskva | - | - | - | RU0001a |  | x | x | 0001a | RU |  | Moskva |  |  | 55.77 | 37.67 | 156 |  | -9.4 | -7.8 | -2.3 | 5.8 | 13.1 | 16.6 | 18.2 | 16.4 | 11 | 5.1 | -1.2 | -6.2 | 10 | 21 | 35 | 36 | 53 | 58 | 57 | 40 | 24 | 14 | 8 | 6 | 15 | 36 | 67 | 70 | 101 | 93 | 97 | 83 | 48 | 26 | 15 | 10 | 37 | 80 | 112 | 85 | 106 | 90 | 95 | 102 | 69 | 54 | 34 | 32 | 16 | 37 | 71 | 65 | 106 | 96 | 99 | 83 | 44 | 28 | 14 | 10 | 15 | 36 | 77 | 100 | 162 | 155 | 157 | 126 | 70 | 38 | 16 | 10 | -7.94 | -7.5 | -5.1 | 2.6 | 9.5 | 12.5 | 15.3 | 11.9 | 7.9 | 3.4 | -7 | -10.5 | -18.4 | -16.8 | -11.3 | -3.2 | 4.1 | 7.6 | 9.2 | 7.4 | 2 | -3.9 | -10.2 | -15.2 | -19 | 15 | 25 | 65 | 25 | 35 | -13.1 | 5 | 5 | 5 | 5 | 5 | 27.4 | 100 | 210 | 149 | 152 | 265 | [11 empty] | 1.17 | 1.15 | 1.61 | 1.33 | 1.12 | Ende
| 1368.9528 | 1254.2919 | SE0001a-Stockholm | - | - | 43 | SE0001a |  | x | x | 0001a | SE |  | Stockholm |  |  | 59.325 | 18.07 | 15 | 8.2 | -2.8 | -3.2 | 0 | 4.6 | 10.6 | 15.3 | 17.4 | 16.7 | 12.3 | 7.2 | 2.8 | -0.9 | 6 | 15 | 28 | 37 | 56 | 64 | 59 | 42 | 25 | 13 | 6 | 4 | 10 | 27 | 59 | 81 | 108 | 121 | 105 | 88 | 53 | 28 | 13 | 8 | 33 | 65 | 104 | 106 | 116 | 109 | 105 | 107 | 90 | 67 | 40 | 31 | 11 | 28 | 59 | 76 | 114 | 110 | 110 | 92 | 60 | 32 | 11 | 7 | 10 | 27 | 68 | 109 | 164 | 177 | 161 | 129 | 77 | 38 | 14 | 7 | -3.9 | -4.8 | -3.9 | -0.7 | 3.1 | 8.2 | 12.1 | 12.1 | 8.2 | 4.2 | 0.7 | -2.9 | -11.8 | -12.2 | -9 | -4.4 | 1.6 | 6.3 | 8.4 | 7.7 | 3.3 | -1.8 | -6.2 | -9.9 | -13.1 | 10 | 20 | 45 | 20 | 25 | -11.7 | 5 | 5 | 10 | 5 | 5 | 26 | 80 | 153 | 149 | 150 | 230 | [11 empty] | 1.2 | 1.19 | 1.53 | 0.93 | 0.9 | Ende
| 1314.2511 | 1204.8534 | SE0002a-Borlänge | - | - | - | SE0002a |  | x | x | 0002a | SE |  | Borlänge |  |  | 60.433 | 15.5 | 153 | 9.5 | -3.3 | -3.2 | 0 | 5 | 10.5 | 14.6 | 17 | 16.1 | 11.4 | 5.3 | 0.9 | -2.8 | 5 | 13 | 28 | 34 | 58 | 69 | 62 | 44 | 22 | 11 | 5 | 3 | 10 | 27 | 58 | 77 | 111 | 112 | 112 | 86 | 53 | 24 | 9 | 5 | 34 | 77 | 105 | 103 | 112 | 97 | 105 | 99 | 88 | 60 | 30 | 23 | 10 | 31 | 58 | 76 | 111 | 106 | 99 | 84 | 61 | 31 | 11 | 6 | 10 | 27 | 66 | 102 | 158 | 158 | 158 | 123 | 72 | 32 | 11 | 5 | -5.8 | -6.6 | -5.5 | -2.2 | 1.7 | 6.5 | 10.3 | 10.1 | 6.5 | 2.2 | -1.4 | -5.1 | -14.3 | -15.6 | -13.7 | -9.4 | -4.8 | 0.7 | 5.1 | 5.1 | 1 | -3.7 | -8.2 | -13.1 | -18.5 | 10 | 15 | 25 | 15 | 20 | -16.8 | 5 | 5 | 5 | 5 | 5 | 24.5 | 65 | 120 | 101 | 72 | 159 | [11 empty] | 1.19 | 1.18 | 1.48 | 0.73 | 0.78 | Ende
| 972.8971 | 859.52 | SE0003a-Göteborg | - | - | - | SE0003a |  | x | x | 0003a | SE |  | Göteborg |  |  | 57.783 | 11.883 | 20 | 8.2 | 0 | 0.1 | 1.5 | 6.3 | 10.7 | 14.1 | 16.5 | 16.8 | 12.9 | 8.1 | 3.9 | 0.4 | 6 | 12 | 23 | 35 | 51 | 63 | 63 | 43 | 24 | 13 | 7 | 4 | 10 | 21 | 36 | 74 | 103 | 117 | 114 | 77 | 51 | 28 | 14 | 7 | 32 | 51 | 70 | 97 | 102 | 94 | 103 | 91 | 87 | 64 | 44 | 24 | 13 | 24 | 46 | 72 | 98 | 96 | 107 | 78 | 58 | 31 | 18 | 9 | 12 | 25 | 51 | 106 | 149 | 161 | 168 | 120 | 76 | 39 | 17 | 8 | -1.3 | -1.7 | -1.6 | 2.2 | 6.4 | 10.3 | 12.8 | 13.1 | 9.9 | 5.9 | 2.3 | -0.8 | -10.2 | -10.5 | -9.3 | -5.5 | -0.9 | 3.3 | 6.3 | 7.6 | 3.8 | -0.5 | -5.7 | -9.5 | -11.7 | 5 | 10 | 30 | 10 | 15 | -9 | 5 | 5 | 5 | 5 | 5 | 23.5 | 64 | 155 | 187 | 151 | 217 | [11 empty] | 1.24 | 1.23 | 1.56 | 0.82 | 0.85 | Ende
| 1086.3978 | 970.7296 | SE0004a-Jönköping | - | - | - | SE0004a |  | x | x | 0004a | SE |  | Jönköping |  |  | 57.75 | 14.17 | 222 | 9.8 | -3.6 | -3.8 | -0.9 | 3.7 | 9.6 | 13.9 | 15 | 14.1 | 10.2 | 6.4 | 1.5 | -2 | 7 | 14 | 28 | 39 | 54 | 57 | 57 | 41 | 24 | 14 | 7 | 5 | 10 | 22 | 47 | 79 | 94 | 97 | 102 | 81 | 51 | 28 | 14 | 7 | 29 | 50 | 78 | 98 | 97 | 89 | 93 | 94 | 76 | 62 | 42 | 26 | 12 | 25 | 52 | 80 | 102 | 90 | 95 | 87 | 51 | 29 | 16 | 9 | 11 | 26 | 58 | 107 | 145 | 150 | 151 | 122 | 73 | 38 | 16 | 8 | -3.8 | -3.9 | -1.1 | 1.7 | 6.3 | 10.4 | 12.4 | 12.3 | 9.4 | 6.4 | 1.4 | -1.8 | -13.6 | -13.5 | -10 | -7 | -1.2 | 4.1 | 5.9 | 5.6 | 2.7 | -0.7 | -7 | -11 | -14.5 | 5 | 10 | 30 | 10 | 15 | -13 | 5 | 5 | 5 | 5 | 5 | 24.1 | 78 | 179 | 167 | 141 | 248 | [11 empty] | 1.23 | 1.23 | 1.57 | 0.9 | 0.93 | Ende
| 1157.7035 | 1039.6966 | SE0005a-Kalmar | - | - | - | SE0005a |  | x | x | 0005a | SE |  | Kalmar |  |  | 56.73 | 16.3 | 16 | 7.3 | -0.2 | 0.1 | 2.1 | 6.3 | 11.4 | 15.8 | 18.6 | 18.2 | 13.7 | 8.7 | 4 | 0.6 | 6 | 13 | 24 | 36 | 52 | 59 | 59 | 41 | 25 | 14 | 7 | 5 | 10 | 21 | 45 | 76 | 99 | 100 | 103 | 79 | 53 | 25 | 12 | 7 | 33 | 48 | 75 | 96 | 98 | 85 | 96 | 96 | 77 | 60 | 40 | 26 | 12 | 25 | 47 | 73 | 98 | 88 | 98 | 88 | 53 | 36 | 15 | 10 | 12 | 27 | 60 | 110 | 148 | 150 | 156 | 127 | 75 | 39 | 17 | 9 | -2.7 | -3 | -2.4 | 1.2 | 5.4 | 9.7 | 12.7 | 12.8 | 9.3 | 5.7 | 1.8 | -1.3 | -11 | -11.3 | -10.3 | -6.5 | -1.4 | 3.9 | 7 | 7.5 | 3.8 | -0.6 | -5.6 | -9.9 | -12.3 | 5 | 15 | 60 | 15 | 20 | -7 | 5 | 5 | 5 | 5 | 5 | 25.1 | 57 | 186 | 224 | 192 | 256 | [11 empty] | 1.25 | 1.25 | 1.63 | 1.06 | 1.08 | Ende
| 1151.834 | 1041.6479 | SE0006a-Karlstad | - | - | - | SE0006a |  | x | x | 0006a | SE |  | Karlstad |  |  | 59.367 | 13.467 | 55 | 9.2 | -2.6 | -2.2 | 0.2 | 5.2 | 10.3 | 14.3 | 17 | 16.4 | 11.8 | 6.1 | 1.9 | -2.1 | 6 | 14 | 28 | 36 | 59 | 65 | 64 | 42 | 25 | 13 | 6 | 3 | 11 | 24 | 55 | 78 | 120 | 120 | 115 | 89 | 52 | 25 | 8 | 6 | 37 | 57 | 105 | 102 | 117 | 99 | 109 | 108 | 90 | 55 | 25 | 21 | 11 | 27 | 63 | 79 | 107 | 102 | 110 | 93 | 67 | 27 | 11 | 6 | 10 | 26 | 67 | 106 | 165 | 165 | 168 | 130 | 79 | 35 | 12 | 6 | -4.6 | -4.8 | -4.1 | -0.2 | 3.8 | 8.5 | 11.8 | 11.8 | 8 | 3.6 | 0.1 | -3.9 | -14.3 | -14.7 | -13.4 | -8.3 | -3.8 | 1.9 | 5.3 | 5.7 | 1.6 | -3.3 | -7.8 | -13.2 | -14.1 | 5 | 10 | 35 | 15 | 15 | -13 | 5 | 5 | 10 | 5 | 5 | 24.2 | 60 | 174 | 210 | 179 | 227 | [11 empty] | 1.2 | 1.2 | 1.49 | 0.72 | 0.77 | Ende
| 2049.8991 | 1956.2202 | SE0007a-Kiruna | - | - | - | SE0007a |  | x | x | 0007a | SE |  | Kiruna |  |  | 67.81 | 20.33 | 452 | 7.6 | -11.1 | -11.4 | -7.3 | -1.6 | 4.2 | 10.8 | 14.5 | 11.9 | 6.6 | -0.2 | -7.1 | -10.6 | 0 | 7 | 24 | 50 | 74 | 83 | 72 | 40 | 17 | 9 | 2 | 0 | 0 | 18 | 60 | 111 | 112 | 119 | 109 | 82 | 44 | 21 | 4 | 0 | 0 | 70 | 122 | 151 | 123 | 101 | 100 | 91 | 81 | 45 | 19 | 0 | 0 | 21 | 63 | 112 | 127 | 101 | 96 | 78 | 54 | 20 | 4 | 0 | 0 | 15 | 55 | 110 | 149 | 150 | 140 | 100 | 54 | 20 | 3 | 0 | -14.3 | -15.2 | -11.8 | -7.1 | -2.5 | 3 | 7.9 | 6.8 | 2.2 | -3.3 | -9.9 | -13.6 | -23.3 | -27.6 | -23 | -17.4 | -11.4 | -4 | 2 | 1 | -4.1 | -10.9 | -19.5 | -24.5 | -25 | 0 | 0 | 0.0001 | 0 | 0 | -25 | 0 | 0 | 0.0001 | 0 | 0 | 21.1 | 77 | 79 | 93 | 110 | 148 | [11 empty] | 1.12 | 1.11 | 1.57 | 0.57 | 0.71 | Ende
| 1932.7613 | 1830.9625 | SE0008a-Luleå | - | - | - | SE0008a |  | x | x | 0008a | SE |  | Luleå |  |  | 65.55 | 22.133 | 16 | 7.4 | -8 | -8.5 | -4.9 | 0.7 | 6.6 | 13.2 | 16.9 | 14.7 | 9.5 | 3.4 | -2.6 | -7.6 | 2 | 9 | 25 | 47 | 63 | 82 | 66 | 38 | 20 | 9 | 3 | 0 | 5 | 21 | 59 | 105 | 112 | 121 | 113 | 78 | 38 | 19 | 5 | 0 | 25 | 69 | 110 | 147 | 115 | 111 | 105 | 93 | 68 | 53 | 16 | 0 | 4 | 24 | 58 | 113 | 105 | 120 | 100 | 73 | 49 | 21 | 5 | 0 | 4 | 18 | 56 | 114 | 148 | 168 | 150 | 103 | 55 | 22 | 5 | 0 | -9.9 | -10.7 | -8.1 | -3.7 | 0.6 | 7.2 | 12 | 10.9 | 6.3 | 1.3 | -4 | -9.2 | -20.6 | -22 | -18.3 | -13.3 | -7.2 | 0.1 | 6.4 | 5.6 | 0.6 | -5 | -12 | -16.8 | -24 | 0 | 0 | 0.0001 | 0 | 0 | -24 | 0 | 0 | 0.0001 | 0 | 0 | 21.9 | 62 | 158 | 211 | 176 | 200 | [11 empty] | 1.14 | 1.13 | 1.55 | 0.66 | 0.72 | Ende
| 940.3909 | 822.1863 | SE0009a-Lund | - | - | - | SE0009a |  | x | x | 0009a | SE |  | Lund |  |  | 55.717 | 13.217 | 73 | 8.2 | 0 | -0.6 | 2.2 | 5.6 | 11.1 | 14.4 | 16.7 | 16.1 | 12.8 | 8.3 | 4.4 | 1.1 | 7 | 13 | 25 | 38 | 56 | 60 | 59 | 44 | 25 | 16 | 8 | 5 | 12 | 22 | 42 | 81 | 106 | 106 | 105 | 81 | 55 | 31 | 17 | 9 | 37 | 54 | 65 | 98 | 99 | 88 | 101 | 100 | 91 | 60 | 49 | 28 | 15 | 26 | 43 | 76 | 92 | 87 | 110 | 89 | 58 | 31 | 18 | 9 | 14 | 28 | 57 | 115 | 154 | 156 | 167 | 131 | 80 | 43 | 22 | 10 | -1.4 | -2.4 | -0.2 | 1.6 | 5.7 | 9.6 | 12.1 | 11.9 | 9.8 | 6.2 | 2.8 | -0.3 | -9.8 | -10.9 | -7.9 | -6.5 | -1.3 | 3.3 | 5.8 | 6 | 3.6 | -0.2 | -5 | -8.4 | -8.5 | 5 | 15 | 70 | 15 | 20 | -4.2 | 5 | 5 | 5 | 5 | 10 | 22.3 | 59 | 95 | 143 | 116 | 179 | [11 empty] | 1.28 | 1.28 | 1.68 | 1.01 | 1.03 | Ende
| 1541.9698 | 1436.6407 | SE0011a-Sundsvall | - | - | - | SE0011a |  | x | x | 0011a | SE |  | Sundsvall |  |  | 62.533 | 17.45 | 4 | 8.9 | -5.8 | -5.6 | -2.1 | 2.9 | 8.3 | 13.4 | 16.6 | 15.3 | 10.6 | 4.4 | -0.8 | -5 | 4 | 11 | 28 | 39 | 56 | 65 | 65 | 42 | 21 | 11 | 4 | 2 | 7 | 23 | 59 | 83 | 109 | 111 | 108 | 84 | 52 | 17 | 7 | 3 | 25 | 65 | 117 | 121 | 112 | 100 | 104 | 100 | 85 | 43 | 21 | 12 | 8 | 24 | 66 | 92 | 104 | 99 | 105 | 85 | 55 | 26 | 8 | 3 | 6 | 22 | 64 | 108 | 152 | 154 | 154 | 118 | 68 | 26 | 8 | 3 | -7.5 | -8 | -5.6 | -2 | 1.9 | 7.2 | 11.7 | 11.2 | 7.3 | 2.1 | -2.3 | -6.5 | -16.6 | -17.9 | -14.7 | -10.2 | -5.2 | 1.2 | 6.1 | 5.8 | 1.6 | -4.2 | -9.6 | -15.5 | -21 | 5 | 5 | 20 | 5 | 10 | -17 | 5 | 5 | 10 | 5 | 5 | 23.6 | 53 | 178 | 236 | 183 | 231 | [11 empty] | 1.15 | 1.14 | 1.45 | 0.6 | 0.69 | Ende
| 1741.3894 | 1636.6591 | SE0012a-Umeå | - | - | - | SE0012a |  | x | x | 0012a | SE |  | Umeå |  |  | 63.817 | 20.25 | 10 | 9.6 | -6 | -6.6 | -3.6 | 1.7 | 7.2 | 13 | 16.4 | 14.6 | 9.8 | 4 | -1.1 | -5.7 | 4 | 11 | 25 | 49 | 72 | 81 | 75 | 43 | 19 | 14 | 5 | 2 | 10 | 25 | 53 | 94 | 137 | 140 | 137 | 82 | 38 | 30 | 9 | 3 | 48 | 80 | 101 | 125 | 136 | 126 | 125 | 100 | 69 | 78 | 35 | 19 | 9 | 28 | 55 | 97 | 123 | 128 | 126 | 87 | 49 | 35 | 10 | 3 | 7 | 23 | 54 | 104 | 162 | 189 | 179 | 117 | 53 | 32 | 9 | 3 | -8.5 | -9.6 | -7.7 | -3.3 | 0.6 | 6.7 | 11.5 | 10.6 | 6.3 | 1.2 | -3.2 | -8 | -18.9 | -20 | -17 | -12 | -7.3 | -0.5 | 5 | 5 | 0.9 | -5.7 | -11.1 | -17.3 | -23 | 0 | 0 | 0.0001 | 0 | 0 | -23 | 0 | 0 | 0.0001 | 0 | 0 | 22.1 | 91 | 222 | 235 | 223 | 286 | [11 empty] | 1.15 | 1.14 | 1.49 | 0.65 | 0.72 | Ende
| 1486.0698 | 1387.2016 | SE0010a-Östersund | - | - | - | SE0010a |  | x | x | 0010a | SE |  | Östersund |  |  | 63.183 | 14.5 | 376 | 7.3 | -5.2 | -5.4 | -2.5 | 2.6 | 7.3 | 12 | 14.8 | 14 | 9.6 | 3.8 | -1.2 | -4.7 | 3 | 11 | 28 | 50 | 69 | 69 | 64 | 40 | 22 | 13 | 4 | 2 | 7 | 24 | 65 | 100 | 124 | 110 | 102 | 81 | 51 | 27 | 8 | 3 | 26 | 72 | 126 | 134 | 122 | 99 | 104 | 95 | 85 | 69 | 27 | 16 | 7 | 26 | 66 | 104 | 117 | 108 | 108 | 84 | 57 | 34 | 9 | 3 | 6 | 23 | 65 | 109 | 152 | 156 | 152 | 115 | 67 | 30 | 8 | 3 | -7.2 | -7.9 | -6.2 | -2.7 | 0.9 | 5.8 | 9.8 | 9.5 | 6.2 | 1.5 | -2.8 | -6.5 | -16.4 | -17.8 | -15.6 | -11.4 | -6.7 | -0.6 | 3.8 | 4.1 | 0.2 | -5.1 | -10.2 | -16.9 | -19.8 | 5 | 5 | 15 | 5 | 10 | -18.9 | 5 | 5 | 10 | 5 | 5 | 21.8 | 90 | 117 | 107 | 151 | 174 | [11 empty] | 1.14 | 1.13 | 1.43 | 0.49 | 0.62 | Ende
| 1289.0308 | 1204.5242 | SK0001a-Bratislava | - | - | 44 | SK0001a |  | x | x | 0001a | SK |  | Bratislava | Based on: STN EN ISO 13 790 | 2007 PHI. Mit Meteonorm bearbeitet. Vergleich mit Meteonorm & NOAA. Lastadaten auf Basis von NOAA Daten. 2007 | 48.17 | 17.17 | 144 | 9.8 | -1.6 | 0.6 | 5.4 | 10.8 | 15.7 | 18.7 | 20.4 | 19.8 | 15.4 | 10 | 4.5 | -0.1 | 8 | 14 | 24 | 33 | 43 | 53 | 50 | 40 | 26 | 18 | 10 | 7 | 18 | 33 | 56 | 84 | 103 | 112 | 105 | 97 | 72 | 43 | 20 | 15 | 54 | 77 | 95 | 107 | 97 | 94 | 96 | 103 | 106 | 85 | 53 | 45 | 23 | 36 | 59 | 84 | 96 | 100 | 102 | 90 | 73 | 46 | 24 | 16 | 27 | 50 | 89 | 137 | 168 | 181 | 177 | 154 | 112 | 67 | 31 | 22 | -4.4 | -2.9 | 0.2 | 3 | 7.5 | 10.9 | 12.4 | 12.6 | 10.1 | 5.7 | 1.5 | -3 | -13.3 | -11.6 | -7.2 | -3.5 | 1.9 | 5.5 | 7.9 | 7.4 | 4.3 | -0.3 | -5.5 | -10.9 | -11 | 15 | 35 | 70 | 30 | 50 | -9.1 | 5 | 10 | 15 | 10 | 15 | 25.8182 | 90 | 142.7273 | 210.9091 | 141.8182 | 340 | [11 empty] | 1.3 | 1.3 | 1.86 | 1.15 | 1.36 | Ende
| 1372.6854 | 1287.7084 | SK0002a-Hurbanovo | - | - | - | SK0002a |  | x | x | 0002a | SK |  | Hurbanovo | Based on: STN EN ISO 13 790 | 2007 PHI. Mit Meteonorm bearbeitet. Vergleich mit Meteonorm & NOAA. Lastadaten auf Basis von NOAA Daten. 2007 | 47.867 | 18.2 | 124 | 11 | -1.6 | 0.7 | 5.5 | 10.9 | 15.8 | 18.8 | 20.5 | 19.9 | 15.6 | 10.1 | 4.6 | 0 | 9 | 15 | 23 | 32 | 46 | 53 | 50 | 37 | 26 | 20 | 10 | 8 | 21 | 36 | 59 | 85 | 102 | 115 | 107 | 93 | 72 | 44 | 21 | 14 | 56 | 75 | 102 | 106 | 101 | 94 | 97 | 109 | 111 | 87 | 59 | 42 | 22 | 35 | 59 | 85 | 96 | 99 | 101 | 95 | 76 | 49 | 26 | 16 | 29 | 52 | 90 | 137 | 170 | 183 | 180 | 157 | 115 | 70 | 33 | 22 | -4 | -2.2 | 0.8 | 4.4 | 9.2 | 12.7 | 13.7 | 13.7 | 10.9 | 6.1 | 1.8 | -1.9 | -13.3 | -10.9 | -6.6 | -2.4 | 3.4 | 6.8 | 8.9 | 8.5 | 4.9 | 0 | -5.3 | -9.6 | -11 | 30 | 35 | 60 | 35 | 55 | -9.6 | 10 | 10 | 15 | 10 | 15 | 26.2727 | 90 | 138.1818 | 194.5455 | 140 | 328.1818 | [11 empty] | 1.3 | 1.3 | 1.86 | 1.15 | 1.39 | Ende
| 1580.4295 | 1483.3382 | SK0003a-Kamenica nad Cirochou | - | - | - | SK0003a |  | x | x | 0003a | SK |  | Kamenica nad Cirochou | Based on: STN EN ISO 13 790 | 2007 PHI. Mit Meteonorm bearbeitet. Vergleich mit Meteonorm & NOAA. Lastadaten auf Basis von NOAA Daten. 2007 | 48.93 | 22 | 178 | 11.5 | -3.2 | -1 | 3.3 | 9.2 | 14.2 | 17.2 | 18.7 | 18.1 | 14.9 | 8.7 | 3.4 | -1.3 | 8 | 13 | 23 | 33 | 44 | 54 | 49 | 39 | 26 | 17 | 10 | 7 | 17 | 33 | 52 | 81 | 102 | 105 | 113 | 90 | 68 | 43 | 17 | 12 | 47 | 75 | 98 | 100 | 95 | 90 | 94 | 97 | 105 | 92 | 41 | 37 | 18 | 32 | 59 | 73 | 90 | 101 | 91 | 80 | 68 | 48 | 22 | 15 | 25 | 47 | 87 | 129 | 160 | 173 | 171 | 144 | 107 | 67 | 29 | 19 | -5.3 | -5 | -2.7 | 2.3 | 8.6 | 11.6 | 13.7 | 13.4 | 9.3 | 5.5 | 1 | -4.5 | -14.2 | -14.1 | -10.5 | -4.6 | 2.4 | 5.2 | 7.8 | 8.1 | 3.7 | -1.2 | -6.1 | -13.1 | -14 | 20 | 25 | 40 | 20 | 35 | -8.8 | 10 | 10 | 10 | 10 | 15 | 25.7778 | 90 | 142.2222 | 202.2222 | 136.6667 | 336.6667 | [11 empty] | 1.3 | 1.3 | 1.83 | 1.14 | 1.31 | Ende
| 1537.7724 | 1442.6202 | SK0004a-Košice | - | - | - | SK0004a |  | x | x | 0004a | SK |  | Košice | Based on: STN EN ISO 13 790 | 2007 PHI. Mit Meteonorm bearbeitet. Vergleich mit Meteonorm & NOAA. Lastadaten auf Basis von NOAA Daten. 2007 | 48.73 | 21.25 | 241 | 10.1 | -3.4 | -0.6 | 3.9 | 9.5 | 15.7 | 17.5 | 19 | 18.7 | 14.2 | 9.1 | 3.3 | -1.5 | 8 | 14 | 24 | 33 | 46 | 54 | 50 | 38 | 26 | 18 | 9 | 7 | 18 | 34 | 57 | 82 | 101 | 110 | 99 | 91 | 68 | 41 | 21 | 12 | 53 | 78 | 97 | 103 | 96 | 93 | 96 | 102 | 107 | 85 | 55 | 36 | 20 | 35 | 57 | 84 | 95 | 99 | 99 | 88 | 72 | 47 | 22 | 14 | 26 | 49 | 89 | 134 | 163 | 178 | 171 | 149 | 111 | 65 | 30 | 20 | -5.5 | -3.4 | -0.3 | 3.9 | 9.1 | 12.3 | 13.5 | 13.3 | 10.2 | 5.7 | 1.3 | -3.2 | -14.6 | -12.5 | -8 | -3.4 | 3.4 | 5.8 | 7.8 | 8.1 | 4 | -0.9 | -5.8 | -11.7 | -12 | 25 | 30 | 40 | 30 | 45 | -10.6 | 10 | 10 | 15 | 10 | 15 | 24.5556 | 88.8889 | 165.5556 | 233.3333 | 160 | 401.1111 | [11 empty] | 1.31 | 1.3 | 1.84 | 1.14 | 1.31 | Ende
| 1315.7459 | 1227.4917 | SK0005a-Piešťany | - | - | - | SK0005a |  | x | x | 0005a | SK |  | Piešťany | Based on: STN EN ISO 13 790 | 2007 PHI. Mit Meteonorm bearbeitet. Vergleich mit Meteonorm & NOAA. Lastadaten auf Basis von NOAA Daten. 2007 | 48.53 | 17.83 | 169 | 10.9 | -1.8 | 0.5 | 4.3 | 10 | 14.9 | 17.9 | 19.5 | 18.9 | 14.6 | 9.4 | 4 | -0.6 | 8 | 14 | 24 | 34 | 44 | 52 | 50 | 39 | 27 | 18 | 10 | 6 | 17 | 32 | 53 | 82 | 100 | 107 | 116 | 94 | 69 | 40 | 19 | 15 | 52 | 78 | 93 | 107 | 100 | 94 | 94 | 102 | 106 | 85 | 46 | 42 | 21 | 34 | 61 | 86 | 97 | 106 | 90 | 88 | 73 | 47 | 21 | 14 | 26 | 49 | 88 | 136 | 167 | 181 | 174 | 151 | 111 | 64 | 30 | 20 | -3.8 | -3 | -0.7 | 3.5 | 9.3 | 12.3 | 13.8 | 13.7 | 10 | 6.8 | 2.4 | -2.9 | -12.8 | -11.3 | -8.4 | -3.4 | 3.2 | 6.2 | 8.8 | 8.2 | 3.9 | 0.3 | -4.6 | -10.6 | -11 | 25 | 30 | 50 | 30 | 45 | -8.7 | 10 | 10 | 15 | 10 | 15 | 25.3333 | 90 | 138.8889 | 203.3333 | 137.7778 | 326.6667 | [11 empty] | 1.31 | 1.31 | 1.86 | 1.16 | 1.36 | Ende
| 1455.8835 | 1360.4621 | SK0006a-Poprad | - | - | - | SK0006a |  | x | x | 0006a | SK |  | Poprad | Based on: STN EN ISO 13 790 | 2007 PHI. Mit Meteonorm bearbeitet. Vergleich mit Meteonorm & NOAA. Lastadaten auf Basis von NOAA Daten. 2007 | 49.067 | 20.25 | 695 | 11.1 | -5.3 | -2.9 | 1.1 | 6.2 | 11.1 | 13.9 | 15.5 | 14.9 | 11.2 | 6.7 | 1.6 | -3.6 | 9 | 13 | 23 | 33 | 46 | 52 | 50 | 37 | 25 | 18 | 10 | 7 | 23 | 43 | 63 | 87 | 106 | 108 | 108 | 95 | 72 | 46 | 24 | 18 | 73 | 100 | 104 | 108 | 102 | 90 | 91 | 100 | 113 | 97 | 62 | 55 | 27 | 43 | 62 | 80 | 105 | 94 | 94 | 89 | 74 | 55 | 26 | 18 | 32 | 58 | 96 | 133 | 172 | 172 | 169 | 149 | 114 | 70 | 34 | 24 | -7.4 | -6.5 | -4.2 | 0.5 | 6.2 | 9.4 | 11.4 | 10.8 | 6.8 | 3.4 | -0.9 | -6.3 | -18.2 | -17.2 | -13 | -7.5 | -1.1 | 2.5 | 5 | 4.4 | 0.1 | -4.1 | -9 | -16.4 | -16.5 | 20 | 25 | 40 | 20 | 35 | -13.9 | 10 | 15 | 25 | 10 | 20 | 21.375 | 90 | 140 | 203.75 | 141.25 | 337.5 | [11 empty] | 1.31 | 1.31 | 1.85 | 1.15 | 1.34 | Ende
| 1399.0864 | 1307.6351 | SK0007a-Sliac | - | - | - | SK0007a |  | x | x | 0007a | SK |  | Sliac | Based on: STN EN ISO 13 790 | 2007 PHI. Mit Meteonorm bearbeitet. Vergleich mit Meteonorm & NOAA. Lastadaten auf Basis von NOAA Daten. 2007 | 48.65 | 19.15 | 313 | 12.1 | -3.1 | -1 | 3.4 | 8.9 | 13.8 | 16.8 | 18.4 | 17.8 | 13.7 | 8.6 | 3.3 | -1.3 | 8 | 14 | 23 | 33 | 42 | 53 | 49 | 39 | 25 | 18 | 11 | 7 | 18 | 30 | 52 | 74 | 94 | 111 | 103 | 91 | 66 | 36 | 21 | 14 | 52 | 75 | 93 | 97 | 94 | 88 | 89 | 97 | 101 | 77 | 56 | 34 | 21 | 38 | 60 | 85 | 96 | 91 | 94 | 85 | 68 | 47 | 27 | 13 | 26 | 49 | 86 | 130 | 158 | 170 | 166 | 144 | 105 | 60 | 34 | 20 | -5.4 | -5.2 | -2.4 | 2.1 | 8 | 10.6 | 12.5 | 12.5 | 8.5 | 5.3 | 1 | -4.7 | -14.8 | -14.2 | -10.1 | -4.9 | 1.9 | 4.8 | 7.3 | 7.1 | 2.7 | -1.3 | -6.5 | -12.7 | -14 | 25 | 35 | 55 | 30 | 50 | -11.2 | 15 | 15 | 25 | 15 | 20 | 23.6667 | 90 | 138.8889 | 204.4444 | 136.6667 | 326.6667 | [11 empty] | 1.31 | 1.31 | 1.86 | 1.15 | 1.37 | Ende
| 1338.0281 | 1244.1709 | SK0008a-Žilina | - | - | - | SK0008a |  | x | x | 0008a | SK |  | Žilina | Based on: STN EN ISO 13 790 | 2007 PHI. Mit Meteonorm bearbeitet. Vergleich mit Meteonorm & NOAA. Lastadaten auf Basis von NOAA Daten. 2007 | 49.23 | 18.61 | 315 | 11 | -3.3 | -1.2 | 3.1 | 8.2 | 13.1 | 16.1 | 17.6 | 17 | 13.5 | 8.4 | 3.1 | -1.5 | 8 | 14 | 25 | 32 | 45 | 52 | 48 | 37 | 28 | 18 | 10 | 6 | 17 | 32 | 50 | 75 | 100 | 101 | 92 | 90 | 61 | 39 | 18 | 13 | 47 | 74 | 85 | 96 | 91 | 86 | 87 | 92 | 92 | 72 | 45 | 34 | 18 | 36 | 55 | 77 | 89 | 90 | 92 | 76 | 63 | 40 | 21 | 11 | 24 | 48 | 84 | 124 | 153 | 162 | 156 | 134 | 100 | 59 | 29 | 17 | -4.4 | -3.9 | -1.5 | 2.7 | 8.4 | 11.6 | 13.3 | 13.1 | 9.3 | 6.1 | 1.7 | -3.6 | -13.9 | -13.1 | -9.3 | -4.4 | 1.8 | 5.7 | 8 | 7.5 | 3.5 | -0.2 | -5.4 | -11.4 | -14 | 25 | 30 | 50 | 30 | 45 | -12.5 | 10 | 10 | 15 | 10 | 15 | 23 | 90 | 140 | 208.8889 | 137.7778 | 333.3333 | [11 empty] | 1.31 | 1.31 | 1.85 | 1.15 | 1.36 | Ende
| 3399.5367 | 3318.1305 | SY0001a-Aleppo/Neirab | - | - | 45 | SY0001a |  | x | x | 0001a | SY |  | Aleppo/Neirab |  |  | 36.183 | 37.217 | 620 |  | 6.5 | 7.3 | 11 | 15.6 | 22 | 26.8 | 29.8 | 29 | 25.3 | 20.1 | 12.8 | 7.9 | 17 | 20 | 30 | 37 | 47 | 52 | 50 | 39 | 29 | 25 | 18 | 16 | 40 | 50 | 77 | 93 | 119 | 120 | 125 | 120 | 94 | 79 | 50 | 40 | 88 | 96 | 109 | 96 | 88 | 79 | 85 | 104 | 123 | 138 | 121 | 99 | 41 | 52 | 75 | 88 | 112 | 117 | 117 | 118 | 92 | 77 | 56 | 44 | 62 | 82 | 129 | 160 | 209 | 222 | 224 | 207 | 163 | 126 | 84 | 62 | 1.8 | 1.2 | 3.2 | 6.3 | 7.6 | 9.7 | 12.8 | 14 | 10.5 | 7.7 | 4.6 | 3.2 | -5.3 | -6 | -3 | 0.9 | 3.6 | 7.1 | 10.7 | 10.5 | 7.7 | 3.2 | -1.4 | -4.5 | 3.1 | 21 | 47 | 93 | 40 | 71 | 5.2 | 19 | 28 | 53 | 34 | 51 | 32 | 66 | 182 | 118 | 159 | 311 | [11 empty] | 1.24 | 1.23 | 1.83 | 1.32 | 1.42 | Ende
| 2104.82 | 1995.8176 | UA0001a-Kiev | - | - | 46 | UA0001a |  | x | x | 0001a | UA |  | Kiev |  |  | 50.45 | 30.5 | 179 |  | -5.6 | -4.2 | 0.7 | 8.7 | 15.1 | 18.2 | 19.3 | 18.6 | 13.9 | 8.1 | 2.1 | -2.3 | 17 | 25 | 36 | 36 | 54 | 63 | 54 | 43 | 29 | 19 | 12 | 11 | 29 | 44 | 74 | 80 | 117 | 109 | 110 | 98 | 68 | 48 | 22 | 18 | 73 | 93 | 112 | 96 | 109 | 90 | 96 | 109 | 100 | 99 | 56 | 45 | 30 | 46 | 70 | 80 | 120 | 111 | 106 | 101 | 67 | 48 | 22 | 18 | 28 | 48 | 88 | 122 | 185 | 178 | 176 | 156 | 101 | 67 | 29 | 21 | [53 empty] | 1.26 | 1.26 | 1.71 | 1.22 | 1.37 | Ende
| 5301.7821 | 5385.0306 | US0089a-Marthas Vineyard | - | - | 47 | US0089a |  | x | x | 0089a | US | Massachusetts | Marthas Vineyard | Source: MeteonormV7. Load data derived from TMY3. | 2015 PHI | 41.4 | -70.61 | 21 | 9.1 | -0.3 | 0.2 | 3.1 | 7.8 | 12.5 | 17.5 | 20.7 | 21 | 17.4 | 12.1 | 8 | 2.8 | 15 | 18 | 28 | 35 | 44 | 51 | 48 | 39 | 30 | 23 | 16 | 13 | 37 | 48 | 67 | 81 | 103 | 99 | 99 | 94 | 75 | 59 | 38 | 32 | 104 | 102 | 106 | 89 | 87 | 79 | 81 | 94 | 102 | 112 | 94 | 94 | 42 | 53 | 68 | 78 | 91 | 104 | 101 | 91 | 74 | 62 | 44 | 38 | 59 | 75 | 111 | 134 | 172 | 180 | 177 | 159 | 125 | 95 | 60 | 50 | -5.8 | -5.7 | -2.7 | 2.2 | 7.6 | 13.8 | 17.4 | 17.5 | 13.5 | 7.4 | 3.3 | -2.4 | -14.7 | -15.4 | -10.7 | -5.1 | 1.2 | 7.6 | 11.9 | 12.2 | 8.1 | 1 | -4.1 | -10.8 | -10.9 | 20 | 55 | 130 | 55 | 80 | -9.1 | 20 | 25 | 45 | 30 | 45 | 24.9 | 70 | 185 | 170 | 185 | 320 | 23 | 21.7 | 50 | 185 | 215 | 170 | 265 | 21 |  |  |  | 1.19 | 1.16 | 1.48 | 1.47 | 1.76 | Ende
| 7662.9794 | 7680.9939 | US0082a-Seattle | - | - | - | US0082a |  | x | x | 0082a | US | Washington | Seattle | Source: Meteonorm | 2009 PHI | 47.58 | -122.33 | 0 | 10.4 | 5.2 | 6.8 | 6.9 | 8.7 | 11.7 | 14.4 | 16.9 | 17.3 | 15.2 | 11.5 | 7.7 | 5.9 | 8 | 14 | 24 | 30 | 47 | 50 | 49 | 37 | 27 | 19 | 11 | 7 | 19 | 31 | 57 | 66 | 97 | 104 | 110 | 101 | 73 | 49 | 21 | 16 | 47 | 68 | 98 | 92 | 97 | 93 | 105 | 114 | 107 | 102 | 48 | 40 | 16 | 31 | 59 | 81 | 97 | 107 | 114 | 94 | 72 | 51 | 20 | 15 | 26 | 47 | 90 | 120 | 164 | 182 | 193 | 163 | 113 | 74 | 33 | 22 | 2.5 | 2.3 | 3.4 | 4.9 | 7.4 | 9.6 | 11.8 | 12.2 | 11 | 7.7 | 4.8 | 2.2 | -7.1083 | -7.456 | -4.763 | -0.69667 | 2.7851 | 5.5861 | 8.1624 | 8.2305 | 5.3916 | -2.0488 | -3.9495 | -8.1095 | -1.5991 | 25 | 50 | 75 | 35 | 55 | 0.76869 | 10 | 10 | 15 | 10 | 15 | 23 | 90 | 210 | 200 | 200 | 350 | [11 empty] | 1.23 | 1.22 | 1.56 | 0.76 | 0.61 | Ende
| 7867.8348 | 7887.8343 | US0063a-Portland | - | - | - | US0063a |  | x | x | 0063a | US | Oregon | Portland | Source: Meteonorm | 2009 PHI | 45.53 | -122.67 | 111 | 15.2 | 3.5 | 5.7 | 7.6 | 9.8 | 13 | 16.3 | 18.9 | 18.9 | 16.1 | 11.3 | 6.8 | 4 | 10 | 14 | 24 | 31 | 43 | 50 | 47 | 38 | 28 | 21 | 12 | 9 | 26 | 35 | 59 | 75 | 93 | 101 | 112 | 104 | 77 | 54 | 27 | 22 | 69 | 72 | 98 | 93 | 91 | 88 | 100 | 111 | 115 | 99 | 67 | 60 | 26 | 34 | 56 | 76 | 92 | 97 | 112 | 102 | 79 | 52 | 27 | 20 | 37 | 52 | 93 | 126 | 164 | 177 | 195 | 168 | 124 | 79 | 41 | 31 | 1.2 | 2.1 | 3.6 | 5.3 | 7.8 | 10 | 12.1 | 12.3 | 10.7 | 7.5 | 4.4 | 1.6 | -12.3851 | -7.462 | -4.131 | 0.0049203 | 3.8346 | 6.7218 | 9.2644 | 8.9592 | 5.3253 | -1.6361 | -6.5853 | -10.9567 | 0.073637 | 20 | 20 | 30 | 25 | 30 | 2.4903 | 15 | 15 | 20 | 15 | 20 | 28 | 100 | 220 | 200 | 180 | 360 | [11 empty] | 1.25 | 1.25 | 1.58 | 0.76 | 0.59 | Ende
| 7145.4828 | 7118.241 | US0002a-Anchorage | - | - | - | US0002a |  | x | x | 0002a | US | Alaska | Anchorage | Source: Meteonorm | 2009 PHI | 61.16 | -150 | 0 | 7.5 | -9.2 | -7 | -3.3 | 2.3 | 8.3 | 12.7 | 15 | 13.8 | 9.5 | 1.8 | -5.8 | -8.4 | 3 | 7 | 16 | 26 | 41 | 51 | 46 | 31 | 18 | 9 | 4 | 2 | 9 | 23 | 53 | 79 | 87 | 94 | 90 | 73 | 50 | 26 | 11 | 4 | 43 | 75 | 118 | 113 | 110 | 97 | 100 | 98 | 80 | 67 | 40 | 25 | 10 | 24 | 62 | 80 | 93 | 91 | 93 | 73 | 47 | 28 | 10 | 5 | 10 | 27 | 71 | 109 | 141 | 147 | 143 | 109 | 67 | 34 | 13 | 5 | -13.4 | -11.7 | -9.2 | -4.4 | 0.8 | 5.8 | 9.2 | 8.7 | 4.6 | -2.9 | -9.4 | -12 | -33.5669 | -29.9563 | -22.7702 | -12.5268 | -4.7651 | 1.6713 | 5.2551 | 4.0546 | -1.6179 | -12.9235 | -26.1597 | -34.8941 | -19.5587 | 5 | 5 | 15 | 5 | 5 | -17.0628 | 5 | 5 | 10 | 5 | 5 | 18 | 100 | 220 | 220 | 210 | 340 | [11 empty] | 1.1 | 1.09 | 1.31 | 0.6 | 0.37 | Ende
| 7443.6683 | 7467.5521 | US0083a-Spokane | - | - | - | US0083a |  | x | x | 0083a | US | Washington | Spokane | Source: Meteonorm | 2009 PHI | 47.67 | -117.42 | 611 | 16 | -1.5 | 1.8 | 4.4 | 8.4 | 12.8 | 17.5 | 21 | 20.7 | 15.3 | 9.3 | 2.9 | -0.9 | 10 | 15 | 24 | 33 | 43 | 51 | 50 | 37 | 24 | 18 | 12 | 9 | 30 | 39 | 67 | 86 | 105 | 111 | 129 | 112 | 85 | 56 | 27 | 26 | 94 | 89 | 109 | 109 | 105 | 100 | 115 | 128 | 133 | 125 | 73 | 73 | 33 | 39 | 65 | 87 | 106 | 116 | 127 | 112 | 85 | 59 | 32 | 23 | 40 | 57 | 101 | 138 | 179 | 196 | 216 | 183 | 132 | 84 | 41 | 32 | -5.7 | -3.4 | -1.9 | -0.2 | 3.2 | 6.1 | 6.4 | 6.1 | 4 | 1.5 | -1.3 | -4.7 | -25.513 | -15.914 | -10.6836 | -5.8861 | -0.59806 | 3.5063 | 4.7578 | 3.8633 | -1.4034 | -9.4265 | -14.2928 | -23.4696 | [29 empty] | 1.23 | 1.23 | 1.72 | 0.98 | 0.75 | Ende
| 7638.2859 | 7694.2503 | US0027a-Boise City | - | - | - | US0027a |  | x | x | 0027a | US | Idaho | Boise City | Source: Meteonorm | 2009 PHI | 36.73 | -102.52 | 1279 | 15.4 | 0.2 | 2.6 | 5.9 | 11.5 | 16.5 | 22.3 | 24.9 | 23.7 | 19 | 13 | 5.8 | 1.2 | 17 | 19 | 27 | 31 | 45 | 56 | 51 | 36 | 28 | 23 | 17 | 16 | 66 | 71 | 96 | 114 | 116 | 123 | 119 | 110 | 96 | 89 | 62 | 58 | 166 | 147 | 140 | 114 | 87 | 79 | 86 | 104 | 123 | 157 | 150 | 155 | 65 | 71 | 93 | 110 | 119 | 121 | 122 | 114 | 92 | 83 | 62 | 56 | 92 | 106 | 152 | 189 | 205 | 215 | 217 | 195 | 157 | 134 | 93 | 81 | -9 | -8.7 | -6 | -5.1 | 3.4 | 8.6 | 10.8 | 12.7 | 7 | 1.5 | -4.8 | -8.6 | -29.6453 | -23.8354 | -14.8671 | -9.2192 | 1.159 | 7.5727 | 10.4971 | 11.1523 | 2.9348 | -8.4692 | -21.1668 | -29.6074 | [29 empty] | 1.19 | 1.18 | 1.89 | 1.41 | 1.39 | Ende
| 7550.3202 | 7522.7653 | US0003a-Kodiak | - | - | - | US0003a |  | x | x | 0003a | US | Alaska | Kodiak | Source: Meteonorm | 2009 PHI | 57.75 | -152.5 | 34 | 6.3 | -1.2 | -0.8 | 0.5 | 3.1 | 6.4 | 9.8 | 12.4 | 12.9 | 10 | 4.8 | 1.3 | -0.7 | 5 | 10 | 18 | 29 | 42 | 48 | 47 | 33 | 21 | 13 | 6 | 4 | 13 | 25 | 51 | 68 | 82 | 89 | 91 | 82 | 50 | 33 | 14 | 8 | 44 | 64 | 100 | 95 | 91 | 84 | 89 | 94 | 85 | 78 | 49 | 34 | 13 | 24 | 55 | 70 | 82 | 82 | 85 | 71 | 58 | 37 | 16 | 9 | 15 | 32 | 71 | 106 | 132 | 138 | 140 | 116 | 76 | 45 | 19 | 10 | -4.2 | -4.7 | -4.1 | -2.2 | 2 | 6.1 | 9 | 9.1 | 6.4 | 0.1 | -3 | -4.5 | -14.2 | -14.1 | -13.2 | -10.6 | -5.6 | -0.9 | 2.6 | 2.9 | -0.2 | -7.7 | -11.5 | -14.1 | -9.8644 | 5 | 10 | 40 | 5 | 10 | -7.6957 | 5 | 5 | 25 | 5 | 10 | 19 | 100 | 180 | 220 | 250 | 350 | [11 empty] | 1.11 | 1.1 | 1.27 | 0.72 | 0.5 | Ende
| 6353.4029 | 6419.0938 | US0028a-Chicago | - | - | - | US0028a |  | x | x | 0028a | US | Illinois | Chicago | Source: Meteonorm | 2009 PHI | 41.83 | -87.75 | 185 | 9 | -5.4 | -2.8 | 3.6 | 10.1 | 15.6 | 21.1 | 23.8 | 23 | 19.1 | 12.6 | 5.3 | -2.1 | 13 | 16 | 26 | 33 | 43 | 48 | 48 | 37 | 29 | 22 | 14 | 12 | 38 | 53 | 65 | 79 | 99 | 104 | 104 | 92 | 79 | 60 | 37 | 31 | 104 | 101 | 103 | 96 | 91 | 84 | 90 | 101 | 106 | 113 | 86 | 83 | 38 | 47 | 68 | 83 | 103 | 104 | 108 | 99 | 74 | 59 | 36 | 30 | 56 | 73 | 108 | 137 | 176 | 188 | 189 | 166 | 126 | 93 | 54 | 45 | -10.2 | -8 | -2.7 | 2.2 | 7.7 | 13.2 | 16.5 | 16.1 | 12.1 | 5.4 | -0.3 | -6.7 | -27.5921 | -21.6916 | -11.0495 | -2.5433 | 4.5585 | 11.0567 | 14.6461 | 13.6916 | 7.9647 | -3.0382 | -11.5688 | -22.1754 | -16.3025 | 15 | 40 | 95 | 35 | 50 | -14.5018 | 20 | 30 | 65 | 35 | 45 | 29 | 100 | 190 | 160 | 190 | 330 | [11 empty] | 1.21 | 1.18 | 1.67 | 1.39 | 1.82 | Ende
| 6271.8908 | 6335.5677 | US0085a-Milwaukee | - | - | - | US0085a |  | x | x | 0085a | US | Wisconsin | Milwaukee | Source: Meteonorm | 2009 PHI | 43.05 | -87.93 | 207 | 9.6 | -7.3 | -5 | 0.7 | 6.9 | 12.6 | 18.3 | 21.6 | 20.7 | 16.5 | 10.2 | 3.2 | -4.2 | 13 | 16 | 26 | 33 | 43 | 49 | 50 | 37 | 26 | 20 | 15 | 12 | 38 | 49 | 67 | 81 | 102 | 104 | 111 | 96 | 74 | 55 | 33 | 28 | 108 | 105 | 107 | 96 | 94 | 87 | 96 | 103 | 108 | 111 | 79 | 85 | 39 | 50 | 69 | 82 | 102 | 107 | 110 | 92 | 77 | 55 | 36 | 32 | 56 | 73 | 109 | 139 | 178 | 191 | 194 | 167 | 124 | 87 | 52 | 44 | -11.5 | -9.4 | -4.2 | 0.8 | 6.4 | 12.3 | 15.8 | 15.6 | 11.7 | 5.1 | -1.1 | -7.9 | -30.7383 | -24.9071 | -13.7707 | -4.8671 | 2.429 | 9.302 | 13.2398 | 12.5686 | 6.535 | -3.6216 | -13.9066 | -24.9925 | -20.7258 | 20 | 45 | 100 | 40 | 60 | -17.4934 | 30 | 40 | 65 | 40 | 55 | 28 | 100 | 200 | 170 | 200 | 360 | [11 empty] | 1.2 | 1.18 | 1.65 | 1.33 | 1.73 | Ende
| 7519.4963 | 7568.6576 | US0015a-Denver | - | - | - | US0015a |  | x | x | 0015a | US | Colorado | Denver | Source: Meteonorm | 2009 PHI | 39.75 | -105 | 1622 | 16 | -1.3 | 0.8 | 3.9 | 9 | 14 | 19.4 | 23.2 | 21.9 | 16.9 | 10.8 | 3.9 | -0.6 | 15 | 18 | 28 | 33 | 47 | 52 | 51 | 38 | 28 | 23 | 17 | 14 | 51 | 62 | 91 | 98 | 112 | 116 | 116 | 105 | 95 | 76 | 55 | 45 | 140 | 132 | 134 | 111 | 93 | 84 | 90 | 106 | 126 | 148 | 135 | 136 | 52 | 65 | 88 | 105 | 110 | 115 | 124 | 114 | 93 | 78 | 54 | 48 | 74 | 91 | 136 | 166 | 192 | 205 | 208 | 185 | 149 | 117 | 78 | 66 | -10.7 | -8.8 | -6.9 | -3.3 | 2.2 | 6.5 | 9.2 | 8.7 | 4.1 | -2.1 | -6.1 | -9.9 | -29.974 | -24.8077 | -16.4595 | -8.3802 | -0.91767 | 4.7832 | 8.3982 | 7.0958 | -0.35817 | -12.3423 | -23.4328 | -30.4959 | -7.8515 | 20 | 25 | 25 | 25 | 65 | -7.4725 | 15 | 20 | 20 | 20 | 35 | 28 | 90 | 100 | 110 | 100 | 370 | [11 empty] | 1.21 | 1.22 | 1.93 | 1.36 | 1.04 | Ende
| 6887.5594 | 6945.1592 | US0048a-Omaha | - | - | - | US0048a |  | x | x | 0048a | US | Nebraska | Omaha | Source: Meteonorm | 2009 PHI | 41.25 | -96 | 346 | 10.6 | -6.1 | -2.7 | 3.6 | 11.1 | 17.1 | 22.4 | 25 | 23.7 | 18.6 | 12.1 | 3.9 | -3.7 | 14 | 16 | 26 | 32 | 46 | 54 | 49 | 41 | 27 | 21 | 15 | 13 | 52 | 58 | 83 | 89 | 102 | 121 | 118 | 110 | 82 | 71 | 45 | 41 | 148 | 131 | 129 | 103 | 96 | 89 | 98 | 111 | 118 | 136 | 113 | 116 | 51 | 60 | 80 | 90 | 115 | 119 | 118 | 108 | 85 | 69 | 45 | 38 | 72 | 87 | 130 | 154 | 192 | 210 | 213 | 185 | 137 | 107 | 66 | 57 | -11.2 | -8.2 | -2.9 | 3.1 | 9.6 | 15.1 | 18.4 | 17.3 | 12.3 | 5.2 | -1.5 | -8.5 | -33.2521 | -25.3531 | -12.4406 | -1.6693 | 6.5235 | 12.897 | 16.3918 | 14.6973 | 7.3263 | -4.8393 | -16.5815 | -27.6245 | -17.7562 | 20 | 40 | 75 | 30 | 50 | -8.4245 | 30 | 30 | 35 | 30 | 45 | 31 | 100 | 200 | 180 | 190 | 350 | [11 empty] | 1.21 | 1.2 | 1.8 | 1.36 | 1.55 | Ende
| 6441.3653 | 6496.425 | US0040a-Minneapolis | - | - | - | US0040a |  | x | x | 0040a | US | Minnesota | Minneapolis | Source: Meteonorm | 2009 PHI | 44.97 | -93.33 | 276 | 11.1 | -11.5 | -8.1 | -1 | 7.7 | 14.5 | 19.8 | 22.7 | 21 | 15.5 | 9.2 | 0.4 | -8.1 | 12 | 16 | 25 | 31 | 44 | 49 | 47 | 38 | 27 | 19 | 13 | 10 | 42 | 50 | 76 | 87 | 102 | 106 | 110 | 96 | 77 | 56 | 35 | 33 | 121 | 122 | 125 | 105 | 98 | 88 | 99 | 109 | 114 | 116 | 91 | 99 | 40 | 51 | 76 | 86 | 105 | 105 | 113 | 103 | 77 | 58 | 35 | 30 | 55 | 76 | 116 | 141 | 177 | 187 | 196 | 167 | 122 | 86 | 51 | 42 | -15.6 | -12.6 | -6.4 | -0.2 | 6.4 | 12.5 | 15.5 | 14.5 | 9.8 | 3.2 | -4.1 | -11.8 | -39.1256 | -29.8455 | -17.7076 | -5.9323 | 2.8671 | 10.0712 | 13.3432 | 11.6033 | 4.4826 | -6.9043 | -18.9384 | -33.1272 | -25.7419 | 25 | 40 | 70 | 45 | 50 | -22.3001 | 20 | 25 | 40 | 30 | 35 | 31 | 100 | 200 | 200 | 200 | 350 | [11 empty] | 1.2 | 1.18 | 1.72 | 1.23 | 1.48 | Ende
| 7588.886 | 7639.4259 | US0014a-Colorado Springs | - | - | - | US0014a |  | x | x | 0014a | US | Colorado | Colorado Springs | Source: Meteonorm | 2009 PHI | 38.83 | -104.83 | 1812 | 15 | -1.4 | 0.4 | 3.3 | 8.4 | 13.4 | 18.7 | 22 | 20.6 | 16.2 | 10.3 | 3.6 | -0.8 | 16 | 20 | 27 | 33 | 47 | 53 | 51 | 37 | 29 | 23 | 17 | 14 | 55 | 65 | 95 | 98 | 106 | 116 | 114 | 107 | 97 | 85 | 60 | 49 | 146 | 133 | 133 | 107 | 89 | 82 | 88 | 105 | 125 | 155 | 143 | 140 | 57 | 63 | 86 | 103 | 113 | 118 | 123 | 112 | 94 | 83 | 58 | 48 | 78 | 95 | 139 | 169 | 192 | 208 | 206 | 187 | 154 | 124 | 83 | 70 | -12.4 | -11.2 | -9 | -5.4 | 0.2 | 4.9 | 8.7 | 8.6 | 3.4 | -3.5 | -8.2 | -11.9 | -32.7549 | -26.3793 | -18.7381 | -10.528 | -2.8165 | 3.1603 | 7.6496 | 6.5858 | -0.97688 | -15.2743 | -24.987 | -31.8546 | [29 empty] | 1.21 | 1.21 | 1.93 | 1.36 | 1.14 | Ende
| 7253.2216 | 7314.0484 | US0031a-Wichita | - | - | - | US0031a |  | x | x | 0031a | US | Kansas | Wichita | Source: Meteonorm | 2009 PHI | 37.72 | -97.33 | 414 | 12.8 | -1 | 1.9 | 7.7 | 13.8 | 18.9 | 24.3 | 27.3 | 26.2 | 21.3 | 15 | 7.2 | 1.2 | 16 | 19 | 28 | 33 | 44 | 52 | 47 | 38 | 29 | 23 | 17 | 15 | 54 | 56 | 80 | 95 | 102 | 113 | 111 | 107 | 89 | 72 | 52 | 44 | 130 | 118 | 118 | 99 | 88 | 78 | 86 | 101 | 111 | 138 | 120 | 122 | 51 | 59 | 80 | 94 | 103 | 109 | 119 | 108 | 87 | 73 | 50 | 46 | 76 | 91 | 132 | 162 | 187 | 201 | 212 | 187 | 145 | 117 | 78 | 66 | -6.9 | -4.6 | 0 | 5.7 | 11.7 | 16.2 | 17.6 | 17 | 13.8 | 7.2 | 1.1 | -4.7 | -25.7021 | -17.5548 | -7.6715 | 1.6117 | 9.0837 | 14.687 | 16.8422 | 15.6086 | 9.7961 | -1.1677 | -12.4355 | -21.6915 | [29 empty] | 1.2 | 1.18 | 1.88 | 1.45 | 1.6 | Ende
| 6751.7871 | 6819.3921 | US0043a-St. Louis | - | - | - | US0043a |  | x | x | 0043a | US | Missouri | St. Louis | Source: Meteonorm | 2009 PHI | 38.62 | -90.2 | 141 | 11.3 | -1 | 1.6 | 8 | 14.1 | 19.4 | 24.1 | 26.7 | 25.2 | 21 | 14.7 | 8 | 1.1 | 17 | 19 | 27 | 33 | 46 | 51 | 49 | 38 | 29 | 23 | 17 | 14 | 43 | 51 | 69 | 93 | 99 | 107 | 111 | 98 | 83 | 66 | 43 | 37 | 111 | 102 | 109 | 98 | 87 | 79 | 85 | 100 | 111 | 122 | 99 | 97 | 47 | 53 | 77 | 84 | 106 | 106 | 108 | 104 | 80 | 68 | 45 | 36 | 68 | 82 | 120 | 150 | 181 | 192 | 197 | 176 | 138 | 108 | 68 | 56 | -6.7 | -4.4 | 0.6 | 5.7 | 11.6 | 16.6 | 19.1 | 18.3 | 14.8 | 7.8 | 2.1 | -3.7 | -22.2575 | -16.0529 | -6.3536 | 1.8405 | 9.2262 | 14.9297 | 17.8455 | 16.2675 | 10.8556 | -0.10355 | -8.8442 | -18.0456 | [29 empty] | 1.21 | 1.18 | 1.77 | 1.49 | 1.86 | Ende
| 6432.4984 | 6487.9313 | US0041a-St. Paul | - | - | - | US0041a |  | x | x | 0041a | US | Minnesota | St. Paul | Source: Meteonorm | 2009 PHI | 44.9 | -93.08 | 252 | 9.8 | -11.2 | -7.8 | -0.7 | 8 | 14.7 | 20.1 | 23 | 21.3 | 15.7 | 9.3 | 0.6 | -7.9 | 12 | 16 | 25 | 31 | 44 | 46 | 47 | 39 | 25 | 20 | 13 | 11 | 41 | 53 | 78 | 85 | 105 | 102 | 110 | 98 | 79 | 57 | 32 | 30 | 120 | 121 | 124 | 105 | 97 | 89 | 99 | 108 | 113 | 115 | 90 | 95 | 41 | 53 | 72 | 84 | 106 | 104 | 114 | 104 | 74 | 57 | 36 | 32 | 55 | 76 | 116 | 141 | 177 | 187 | 196 | 167 | 122 | 86 | 51 | 42 | -15.6 | -12.6 | -6.3 | -0.2 | 6.4 | 12.5 | 15.6 | 14.5 | 9.8 | 3.2 | -4 | -11.8 | -39.1622 | -30.9297 | -17.1416 | -5.7092 | 2.906 | 10.1071 | 13.4676 | 11.6095 | 4.5736 | -6.707 | -18.1665 | -32.5755 | [29 empty] | 1.2 | 1.18 | 1.72 | 1.23 | 1.48 | Ende
| 6358.4724 | 6420.5466 | US0084a-Madison | - | - | - | US0084a |  | x | x | 0084a | US | Wisconsin | Madison | Source: Meteonorm | 2009 PHI | 43.08 | -89.42 | 305 | 11.7 | -9 | -6.4 | 0 | 7.3 | 13.5 | 18.9 | 21.5 | 20.1 | 15.3 | 9.3 | 1.7 | -5.8 | 14 | 16 | 26 | 33 | 44 | 50 | 50 | 39 | 28 | 21 | 13 | 12 | 44 | 57 | 77 | 84 | 105 | 110 | 110 | 97 | 78 | 59 | 34 | 31 | 122 | 135 | 125 | 102 | 94 | 90 | 94 | 108 | 111 | 113 | 88 | 88 | 41 | 59 | 75 | 86 | 106 | 107 | 112 | 105 | 81 | 59 | 35 | 30 | 61 | 84 | 119 | 142 | 181 | 196 | 193 | 172 | 128 | 91 | 51 | 45 | -12.6 | -10.4 | -4.5 | 1.1 | 7.2 | 12.8 | 15.8 | 14.9 | 11 | 4.3 | -2.1 | -9 | -34.2638 | -29.0522 | -15.2681 | -4.7853 | 3.4052 | 9.8826 | 13.2699 | 11.5677 | 5.5632 | -5.5323 | -15.2739 | -26.9827 | [29 empty] | 1.2 | 1.18 | 1.67 | 1.32 | 1.7 | Ende
| 6722.6414 | 6782.4081 | US0026a-Des Moines | - | - | - | US0026a |  | x | x | 0026a | US | Iowa | Des Moines | Source: Meteonorm | 2009 PHI | 41.58 | -93.62 | 268 | 11.3 | -6.9 | -3.9 | 2.9 | 10.5 | 16.8 | 22.1 | 24.8 | 23.3 | 18.4 | 12 | 3.9 | -4.1 | 14 | 17 | 25 | 32 | 46 | 49 | 48 | 38 | 28 | 21 | 14 | 13 | 42 | 51 | 74 | 80 | 104 | 106 | 111 | 95 | 80 | 65 | 41 | 36 | 115 | 110 | 115 | 101 | 92 | 85 | 93 | 107 | 113 | 122 | 102 | 96 | 44 | 51 | 72 | 90 | 107 | 110 | 113 | 106 | 81 | 63 | 39 | 35 | 62 | 78 | 117 | 146 | 180 | 195 | 200 | 175 | 133 | 100 | 61 | 50 | -11.7 | -9 | -3.3 | 2.8 | 8.9 | 14.5 | 17.6 | 16.6 | 12.2 | 5.1 | -1.6 | -8.4 | -30.27 | -24.1552 | -12.3249 | -1.9832 | 5.9697 | 12.4304 | 15.8134 | 14.0788 | 7.4051 | -3.9333 | -14.8733 | -26.3491 | [29 empty] | 1.2 | 1.19 | 1.75 | 1.37 | 1.65 | Ende
| 6976.8826 | 7039.1715 | US0042a-Kansas City | - | - | - | US0042a |  | x | x | 0042a | US | Missouri | Kansas City | Source: Meteonorm | 2009 PHI | 39.05 | -94.5 | 298 | 10 | -2.9 | 0.3 | 6 | 12.6 | 18.1 | 23 | 25.8 | 24.6 | 20 | 14 | 6.2 | -0.4 | 16 | 19 | 27 | 33 | 44 | 48 | 48 | 38 | 29 | 24 | 16 | 14 | 46 | 53 | 73 | 87 | 100 | 104 | 110 | 100 | 88 | 66 | 46 | 39 | 119 | 111 | 111 | 98 | 86 | 78 | 89 | 99 | 112 | 125 | 110 | 105 | 46 | 56 | 73 | 92 | 103 | 107 | 115 | 104 | 80 | 69 | 47 | 38 | 69 | 83 | 122 | 153 | 183 | 193 | 203 | 179 | 138 | 109 | 70 | 58 | -8.6 | -5.9 | -0.3 | 4.8 | 11.1 | 16.3 | 18.8 | 17.9 | 13.7 | 6.4 | 0.3 | -6.1 | -25.8101 | -19.2346 | -8.1304 | 0.46348 | 8.3528 | 14.3281 | 17.1872 | 15.8488 | 9.3813 | -1.7572 | -12.0152 | -22.363 | [29 empty] | 1.2 | 1.19 | 1.81 | 1.45 | 1.7 | Ende
| 6744.0066 | 6797.4866 | US0068a-Sioux Falls | - | - | - | US0068a |  | x | x | 0068a | US | South Dakota | Sioux Falls | Source: Meteonorm | 2009 PHI | 43.567 | -96.733 | 432 | 12.7 | -10.1 | -6.8 | 0.3 | 8.3 | 14.7 | 20.2 | 23.5 | 21.9 | 16.1 | 9.2 | 0.6 | -7.6 | 13 | 18 | 25 | 34 | 45 | 49 | 48 | 38 | 26 | 21 | 14 | 12 | 44 | 50 | 74 | 88 | 104 | 111 | 112 | 100 | 78 | 62 | 41 | 33 | 124 | 114 | 121 | 100 | 95 | 89 | 100 | 112 | 120 | 122 | 101 | 100 | 43 | 52 | 76 | 89 | 105 | 108 | 118 | 109 | 86 | 63 | 38 | 34 | 58 | 76 | 117 | 145 | 180 | 195 | 204 | 176 | 130 | 94 | 57 | 47 | -14.3 | -10.9 | -4.8 | 0.9 | 7.1 | 12.8 | 15.9 | 14.8 | 9.7 | 2.7 | -4.3 | -11.3 | -37.0028 | -27.4397 | -15.2221 | -4.5922 | 3.6688 | 10.4086 | 13.8855 | 12.0783 | 3.9385 | -7.7615 | -19.0554 | -31.0962 | [29 empty] | 1.21 | 1.2 | 1.79 | 1.27 | 1.39 | Ende
| 6234.9481 | 6288.2729 | US0039a-Duluth | - | - | - | US0039a |  | x | x | 0039a | US | Minnesota | Duluth | Source: Meteonorm | 2009 PHI | 46.83 | -92.18 | 434 | 10.3 | -13.3 | -10.6 | -4.8 | 4.6 | 12.2 | 17.5 | 19.8 | 18.6 | 13.6 | 5.8 | -3.4 | -10.9 | 11 | 15 | 25 | 35 | 49 | 54 | 53 | 40 | 29 | 19 | 13 | 9 | 36 | 46 | 74 | 87 | 106 | 106 | 114 | 92 | 67 | 47 | 28 | 28 | 104 | 115 | 128 | 103 | 96 | 87 | 95 | 102 | 96 | 96 | 74 | 88 | 34 | 48 | 75 | 83 | 95 | 97 | 102 | 92 | 68 | 52 | 32 | 30 | 49 | 73 | 118 | 145 | 173 | 178 | 187 | 158 | 111 | 76 | 45 | 38 | -15.2 | -11.5 | -8.9 | -3 | 3 | 10.3 | 13.8 | 13.5 | 9.5 | 2 | -4.6 | -10.8 | -29.7 | -24.1 | -20.6 | -11.7 | -4.4 | 4.2 | 7.6 | 7.8 | 3.1 | -5.6 | -13.9 | -23.8 | -20.9 | 17 | 43 | 132 | 46 | 70 | -11.5 | 11 | 20 | 51 | 20 | 38 | 26 | 90 | 202 | 195 | 202 | 348 | [11 empty] | 1.18 | 1.17 | 1.71 | 1.12 | 1.31 | Ende
| 5567.0205 | 5648.0818 | US0055a-New York | - | - | - | US0055a |  | x | x | 0055a | US | New York | New York | Source: Meteonorm | 2009 PHI | 40.75 | -73.98 | 10 | 8.5 | -1.5 | 0 | 5.3 | 11.1 | 17 | 22.2 | 24.9 | 24.1 | 19.6 | 13.4 | 7.9 | 1.5 | 14 | 18 | 28 | 32 | 44 | 50 | 48 | 38 | 29 | 22 | 14 | 12 | 39 | 49 | 71 | 81 | 93 | 95 | 100 | 95 | 76 | 65 | 37 | 29 | 102 | 103 | 111 | 96 | 88 | 80 | 84 | 100 | 106 | 121 | 85 | 82 | 37 | 52 | 77 | 86 | 106 | 102 | 100 | 96 | 82 | 61 | 36 | 33 | 58 | 76 | 116 | 143 | 176 | 180 | 182 | 167 | 130 | 99 | 56 | 46 | -7.3 | -6.7 | -2.8 | 1.9 | 8.6 | 13.9 | 16.9 | 16.9 | 13.3 | 7.1 | 1.7 | -4.1 | -22.7842 | -20.0368 | -11.3792 | -2.4778 | 5.9923 | 12.117 | 15.5855 | 14.781 | 9.1606 | -1.9766 | -9.0578 | -18.4067 | -7.5 | 20 | 56 | 152 | 56 | 91 | -2.4 | 17 | 27 | 53 | 27 | 54 | 27.5 | 83 | 180 | 176 | 180 | 333 | [11 empty] | 1.2 | 1.17 | 1.52 | 1.53 | 1.88 | Ende
| 5697.9889 | 5779.013 | US0064a-Philadelphia | - | - | - | US0064a |  | x | x | 0064a | US | Pennsylvania | Philadelphia | Source: Meteonorm | 2009 PHI | 40 | -75.17 | 31 | 10.7 | -1.1 | 0.5 | 5.3 | 10.9 | 16.7 | 21.5 | 24.2 | 23.5 | 19.3 | 13 | 7.5 | 1.7 | 14 | 17 | 26 | 32 | 45 | 49 | 49 | 39 | 27 | 22 | 15 | 14 | 42 | 50 | 73 | 84 | 99 | 101 | 106 | 92 | 76 | 63 | 41 | 34 | 104 | 104 | 108 | 96 | 85 | 78 | 83 | 98 | 106 | 118 | 98 | 89 | 39 | 51 | 73 | 86 | 97 | 99 | 103 | 97 | 79 | 62 | 45 | 35 | 60 | 77 | 117 | 144 | 172 | 183 | 184 | 167 | 131 | 100 | 64 | 52 | -6.7 | -6 | -1.8 | 2.9 | 9.7 | 15 | 18 | 17.5 | 13.9 | 7.6 | 1.9 | -3.7 | -22.6529 | -19.2927 | -9.7625 | -1.7602 | 6.8429 | 12.9331 | 16.1743 | 15.1302 | 9.8245 | -1.1948 | -10.8329 | -18.586 | -9.22 | 15 | 45 | 110 | 40 | 60 | -7.6044 | 25 | 25 | 35 | 30 | 40 | 30 | 100 | 170 | 170 | 170 | 320 | [11 empty] | 1.21 | 1.18 | 1.55 | 1.56 | 1.93 | Ende
| 6030.2384 | 6099.9813 | US0037a-Detroit | - | - | - | US0037a |  | x | x | 0037a | US | Michigan | Detroit | Source: Meteonorm | 2009 PHI | 42.33 | -83.08 | 182 | 9.7 | -4.6 | -3.5 | 2 | 8.4 | 14.8 | 20.1 | 22.8 | 21.6 | 17.6 | 11.1 | 4.9 | -1.5 | 13 | 17 | 25 | 30 | 46 | 50 | 48 | 38 | 29 | 20 | 14 | 11 | 33 | 43 | 67 | 79 | 100 | 103 | 103 | 95 | 74 | 58 | 35 | 28 | 93 | 93 | 104 | 94 | 92 | 86 | 94 | 99 | 107 | 106 | 80 | 76 | 35 | 46 | 68 | 83 | 99 | 103 | 107 | 94 | 75 | 55 | 34 | 29 | 51 | 69 | 107 | 138 | 176 | 187 | 191 | 165 | 124 | 88 | 52 | 40 | -8.7 | -7.8 | -3.2 | 1.8 | 7.6 | 13.2 | 16.1 | 15.8 | 12.2 | 5.7 | 0.5 | -5.4 | -24.2809 | -21.5078 | -12.3106 | -3.3747 | 4.1856 | 10.7751 | 13.8492 | 13.0653 | 7.3324 | -2.8264 | -11.2163 | -19.841 | -13.26 | 20 | 30 | 85 | 45 | 55 | -12.6692 | 15 | 15 | 25 | 20 | 25 | 30 | 100 | 170 | 150 | 180 | 330 | [11 empty] | 1.2 | 1.17 | 1.61 | 1.43 | 1.87 | Ende
| 6415.4606 | 6485.8019 | US0030a-Indianapolis | - | - | - | US0030a |  | x | x | 0030a | US | Indiana | Indianapolis | Source: Meteonorm | 2009 PHI | 39.75 | -86.17 | 215 | 11.4 | -3.4 | -1.1 | 5.1 | 11.3 | 17.2 | 22.2 | 24.1 | 22.9 | 19.3 | 12.7 | 6.1 | -0.5 | 15 | 17 | 25 | 34 | 45 | 51 | 46 | 39 | 29 | 23 | 16 | 13 | 41 | 51 | 72 | 81 | 102 | 105 | 105 | 97 | 83 | 63 | 38 | 31 | 99 | 106 | 105 | 94 | 89 | 82 | 85 | 100 | 113 | 120 | 88 | 84 | 39 | 53 | 68 | 88 | 102 | 105 | 109 | 100 | 80 | 64 | 41 | 34 | 60 | 78 | 113 | 145 | 183 | 193 | 194 | 175 | 136 | 102 | 61 | 50 | -7.8 | -5.9 | -0.6 | 4.3 | 10.3 | 15.4 | 18.2 | 17.5 | 13.7 | 6.7 | 1.5 | -4.4 | -23.3214 | -19.8512 | -8.5862 | -0.20204 | 7.3805 | 13.2376 | 16.2834 | 14.7745 | 9.2697 | -1.7374 | -9.881 | -18.8119 | [29 empty] | 1.22 | 1.18 | 1.7 | 1.49 | 1.96 | Ende
| 5842.9777 | 5923.5999 | US0036a-Baltimore | - | - | - | US0036a |  | x | x | 0036a | US | Maryland | Baltimore | Source: Meteonorm | 2009 PHI | 39.3 | -76.62 | 68 | 11.6 | 0 | 1.6 | 6.7 | 12 | 17.5 | 22.6 | 25.1 | 24.2 | 20.4 | 13.9 | 8.2 | 2.6 | 14 | 18 | 27 | 35 | 47 | 52 | 47 | 40 | 29 | 22 | 16 | 15 | 43 | 55 | 77 | 86 | 100 | 104 | 97 | 91 | 79 | 63 | 42 | 36 | 109 | 105 | 110 | 95 | 86 | 79 | 85 | 94 | 105 | 122 | 103 | 95 | 42 | 53 | 70 | 87 | 100 | 100 | 104 | 96 | 78 | 66 | 44 | 37 | 63 | 81 | 121 | 147 | 174 | 185 | 187 | 165 | 132 | 102 | 67 | 55 | -6.7 | -5.8 | -1.7 | 3.1 | 10.2 | 15.6 | 18.1 | 17.8 | 14.2 | 7.5 | 1.8 | -3.7 | -21.9844 | -18.9098 | -9.3028 | -1.0446 | 7.5414 | 13.4717 | 16.4709 | 15.6497 | 10.3081 | -1.2057 | -9.6778 | -18.5619 | -8.9939 | 20 | 30 | 75 | 35 | 45 | -5.9664 | 20 | 30 | 50 | 25 | 40 | 30 | 90 | 200 | 160 | 190 | 340 | [11 empty] | 1.22 | 1.18 | 1.57 | 1.58 | 1.98 | Ende
| 5267.872 | 5349.2419 | US0035a-Boston | - | - | - | US0035a |  | x | x | 0035a | US | Massachusetts | Boston | Source: Meteonorm | 2009 PHI | 42.33 | -71.07 | 0 | 9.5 | -1.9 | -0.9 | 3.6 | 8.8 | 14.5 | 19.7 | 23 | 22.1 | 18.1 | 12.7 | 7.3 | 0.9 | 14 | 17 | 24 | 31 | 43 | 50 | 47 | 38 | 27 | 21 | 15 | 13 | 40 | 50 | 73 | 84 | 103 | 100 | 103 | 94 | 72 | 58 | 37 | 32 | 108 | 106 | 115 | 99 | 88 | 83 | 89 | 104 | 110 | 115 | 94 | 90 | 37 | 50 | 72 | 84 | 94 | 106 | 106 | 95 | 81 | 61 | 40 | 35 | 58 | 75 | 115 | 141 | 174 | 184 | 187 | 166 | 127 | 93 | 57 | 47 | -8.6 | -8 | -3.8 | 0.9 | 7.2 | 12.8 | 16 | 15.7 | 12 | 6 | 0.8 | -5.5 | -25.2228 | -21.4732 | -12.7676 | -4.3844 | 3.8427 | 10.306 | 14.0525 | 13.0441 | 7.0807 | -2.3987 | -11.59 | -22.249 | -12.1388 | 15 | 40 | 100 | 40 | 60 | -11.3257 | 20 | 30 | 60 | 35 | 45 | 31 | 100 | 200 | 200 | 190 | 340 | [11 empty] | 1.18 | 1.16 | 1.5 | 1.44 | 1.72 | Ende
| 5899.2509 | 5980.106 | US0018a-Washington | - | - | - | US0018a |  | x | x | 0018a | US | D.C. | Washington | Source: Meteonorm | 2009 PHI | 38.87 | -77 | 41 | 10.5 | 1 | 2.6 | 7.8 | 13 | 18.5 | 23.4 | 26 | 25.1 | 21.1 | 14.7 | 9.2 | 3.5 | 16 | 18 | 27 | 34 | 45 | 52 | 51 | 37 | 29 | 23 | 17 | 14 | 44 | 52 | 76 | 90 | 101 | 108 | 107 | 93 | 86 | 68 | 45 | 35 | 112 | 113 | 115 | 96 | 85 | 80 | 85 | 93 | 109 | 121 | 102 | 100 | 46 | 56 | 76 | 91 | 109 | 106 | 103 | 99 | 81 | 65 | 45 | 38 | 67 | 84 | 125 | 152 | 182 | 193 | 189 | 169 | 138 | 106 | 68 | 57 | -5.7 | -4.7 | -0.4 | 4.3 | 11.3 | 16.3 | 18.8 | 18.7 | 15.2 | 8.5 | 2.8 | -2.8 | -21.1308 | -17.4334 | -7.8697 | 0.28363 | 8.7208 | 14.4605 | 17.3188 | 16.6505 | 11.2746 | -0.0043365 | -8.5734 | -17.0117 | -10.5483 | 15 | 50 | 95 | 40 | 60 | -10.0199 | 20 | 40 | 70 | 40 | 50 | 29 | 100 | 200 | 200 | 180 | 330 | [11 empty] | 1.22 | 1.19 | 1.56 | 1.59 | 1.97 | Ende
| 6008.8628 | 6081.2741 | US0058a-Cleveland | - | - | - | US0058a |  | x | x | 0058a | US | Ohio | Cleveland | Source: Meteonorm | 2009 PHI | 41.47 | -81.72 | 209 | 7.9 | -3.4 | -2.4 | 2.8 | 8.9 | 14.8 | 20.2 | 23.1 | 22.2 | 18.7 | 12.6 | 6.6 | 0.1 | 14 | 17 | 25 | 33 | 43 | 49 | 47 | 38 | 28 | 21 | 15 | 12 | 33 | 43 | 61 | 78 | 93 | 100 | 106 | 91 | 74 | 56 | 31 | 27 | 80 | 89 | 100 | 94 | 90 | 83 | 90 | 100 | 103 | 105 | 70 | 70 | 34 | 46 | 68 | 80 | 103 | 101 | 105 | 89 | 76 | 55 | 33 | 28 | 50 | 67 | 104 | 138 | 174 | 185 | 189 | 164 | 124 | 88 | 51 | 40 | -8.2 | -7.2 | -2.5 | 2.1 | 8.1 | 13.5 | 16.1 | 15.8 | 12.4 | 5.9 | 0.7 | -4.9 | -22.7472 | -20.3741 | -11.2798 | -2.9497 | 4.7744 | 11.0866 | 14.0601 | 13.2623 | 8.1327 | -2.2406 | -8.6398 | -19.081 | -13.764 | 30 | 40 | 60 | 35 | 55 | -9.2089 | 20 | 20 | 20 | 20 | 30 | 27 | 100 | 200 | 190 | 190 | 350 | [11 empty] | 1.21 | 1.18 | 1.61 | 1.48 | 1.93 | Ende
| 5976.9272 | 6052.5951 | US0065a-Pittsburgh | - | - | - | US0065a |  | x | x | 0065a | US | Pennsylvania | Pittsburgh | Source: Meteonorm | 2009 PHI | 40.43 | -80 | 285 | 11.7 | -2.6 | -1.2 | 4.5 | 10.3 | 15.7 | 20.2 | 22.7 | 21.8 | 18 | 11.7 | 6.1 | 0.2 | 13 | 17 | 28 | 35 | 43 | 48 | 47 | 37 | 29 | 23 | 15 | 12 | 36 | 49 | 66 | 79 | 96 | 99 | 100 | 92 | 75 | 61 | 34 | 28 | 92 | 88 | 100 | 92 | 84 | 78 | 84 | 97 | 104 | 109 | 78 | 72 | 36 | 41 | 68 | 80 | 96 | 99 | 105 | 91 | 78 | 55 | 39 | 28 | 53 | 70 | 108 | 137 | 169 | 181 | 183 | 162 | 126 | 93 | 55 | 43 | -8.3 | -7.3 | -2.9 | 1.4 | 7.7 | 12.9 | 15.6 | 15.3 | 11.9 | 4.9 | 0.1 | -5 | -23.0455 | -19.8048 | -10.8036 | -3.2644 | 4.7669 | 10.5678 | 13.6447 | 12.6527 | 7.2783 | -3.404 | -10.3757 | -17.7758 | [29 empty] | 1.22 | 1.19 | 1.62 | 1.52 | 1.95 | Ende
| 6351.2866 | 6424.2496 | US0057a-Cincinnati | - | - | - | US0057a |  | x | x | 0057a | US | Ohio | Cincinnati | Source: Meteonorm | 2009 PHI | 39.17 | -84.43 | 207 | 12.5 | -1.7 | 0.2 | 6.4 | 12 | 17.4 | 22 | 24.1 | 23.1 | 19.4 | 12.7 | 6.8 | 1 | 15 | 19 | 26 | 34 | 43 | 50 | 46 | 39 | 29 | 23 | 15 | 14 | 39 | 47 | 66 | 87 | 94 | 98 | 101 | 94 | 74 | 65 | 39 | 32 | 93 | 94 | 102 | 92 | 85 | 79 | 82 | 99 | 108 | 119 | 90 | 79 | 39 | 49 | 69 | 81 | 102 | 105 | 103 | 98 | 84 | 62 | 39 | 32 | 59 | 74 | 112 | 143 | 176 | 186 | 186 | 169 | 133 | 101 | 60 | 48 | -6.8 | -5.4 | -0.4 | 4.2 | 10.3 | 15.3 | 17.8 | 17.1 | 13.6 | 6.5 | 1.4 | -3.8 | -21.4951 | -17.7133 | -7.8358 | -0.12528 | 7.5492 | 13.1303 | 16.0541 | 14.6078 | 9.0051 | -2.056 | -10.0343 | -16.8491 | [29 empty] | 1.22 | 1.19 | 1.68 | 1.54 | 1.99 | Ende
| 6109.9341 | 6180.1664 | US0060a-Toledo | - | - | - | US0060a |  | x | x | 0060a | US | Ohio | Toledo | Source: Meteonorm | 2009 PHI | 41.67 | -83.58 | 183 | 12.3 | -5 | -3.6 | 2.4 | 8.8 | 15 | 20.1 | 22.5 | 21.3 | 17.4 | 11 | 4.6 | -2 | 13 | 17 | 26 | 32 | 44 | 49 | 47 | 38 | 28 | 23 | 14 | 13 | 34 | 47 | 68 | 86 | 101 | 103 | 105 | 100 | 76 | 57 | 35 | 28 | 98 | 99 | 105 | 97 | 94 | 86 | 92 | 102 | 114 | 112 | 86 | 77 | 37 | 49 | 66 | 84 | 107 | 107 | 110 | 98 | 78 | 59 | 37 | 31 | 54 | 73 | 111 | 143 | 182 | 193 | 196 | 172 | 130 | 94 | 55 | 44 | -9.1 | -7.9 | -3.1 | 2.1 | 8.2 | 13.6 | 16.3 | 15.8 | 12.2 | 5.3 | 0.1 | -5.6 | -24.1936 | -22.0149 | -12.0775 | -3.2158 | 4.7283 | 11.0473 | 14.0598 | 12.8915 | 6.9183 | -3.1046 | -12.1069 | -20.2583 | [29 empty] | 1.21 | 1.18 | 1.62 | 1.44 | 1.9 | Ende
| 5582.9086 | 5663.8632 | US0049a-Newark | - | - | - | US0049a |  | x | x | 0049a | US | New Jersey | Newark | Source: Meteonorm | 2009 PHI | 40.7 | -74.17 | 33 | 10 | -1.1 | 0.3 | 5.4 | 11.1 | 16.9 | 22.2 | 24.9 | 24.2 | 19.8 | 13.6 | 8 | 1.7 | 14 | 18 | 27 | 33 | 45 | 51 | 46 | 37 | 29 | 21 | 15 | 13 | 41 | 53 | 77 | 86 | 96 | 100 | 100 | 99 | 79 | 61 | 39 | 34 | 106 | 104 | 112 | 96 | 89 | 81 | 87 | 99 | 110 | 117 | 91 | 92 | 38 | 48 | 71 | 88 | 101 | 104 | 106 | 94 | 77 | 64 | 39 | 33 | 59 | 76 | 119 | 147 | 176 | 183 | 186 | 167 | 130 | 99 | 60 | 50 | -7.1 | -6.4 | -2.7 | 1.8 | 8.7 | 13.9 | 16.8 | 16.9 | 13.3 | 7 | 1.7 | -4.1 | -23.0357 | -19.7004 | -10.9307 | -2.5962 | 5.9929 | 12.0428 | 15.3871 | 14.7683 | 9.1132 | -1.4311 | -9.4111 | -18.9548 | [29 empty] | 1.21 | 1.17 | 1.53 | 1.54 | 1.9 | Ende
| 5728.8107 | 5801.871 | US0054a-Buffalo | - | - | - | US0054a |  | x | x | 0054a | US | New York | Buffalo | Source: Meteonorm | 2009 PHI | 42.88 | -78.88 | 178 | 10.5 | -4.7 | -4.2 | 0.9 | 7.3 | 13.7 | 18.8 | 21.8 | 20.7 | 16.6 | 10.6 | 4.6 | -1.6 | 13 | 16 | 23 | 33 | 47 | 49 | 49 | 38 | 28 | 20 | 14 | 11 | 35 | 42 | 65 | 78 | 98 | 100 | 109 | 92 | 71 | 54 | 32 | 26 | 87 | 89 | 109 | 94 | 91 | 85 | 91 | 99 | 99 | 100 | 71 | 72 | 34 | 39 | 64 | 81 | 102 | 104 | 106 | 95 | 69 | 53 | 31 | 27 | 49 | 65 | 105 | 136 | 171 | 184 | 187 | 160 | 117 | 82 | 47 | 39 | -8.6 | -8.2 | -3.9 | 0.8 | 6.8 | 12.2 | 14.9 | 14.8 | 11.3 | 5.3 | 0.2 | -5.5 | -24.9417 | -21.5634 | -13.4768 | -4.81 | 3.0085 | 9.5317 | 12.7075 | 11.8407 | 6.6366 | -3.3388 | -10.7848 | -20.4555 | [29 empty] | 1.2 | 1.17 | 1.57 | 1.41 | 1.81 | Ende
| 6002.7067 | 6086.9886 | US0080a-Norfolk | - | - | - | US0080a |  | x | x | 0080a | US | Virginia | Norfolk | Source: Meteonorm | 2009 PHI | 36.85 | -76.28 | 0 | 8.2 | 4.1 | 5.1 | 9.2 | 13.7 | 18.7 | 23.2 | 25.5 | 25 | 22.2 | 16.3 | 11.4 | 6.7 | 16 | 20 | 28 | 32 | 43 | 52 | 46 | 38 | 30 | 24 | 17 | 14 | 44 | 55 | 77 | 88 | 95 | 100 | 95 | 93 | 78 | 65 | 48 | 39 | 109 | 102 | 109 | 93 | 82 | 74 | 77 | 93 | 101 | 116 | 110 | 107 | 45 | 54 | 73 | 89 | 102 | 102 | 101 | 90 | 78 | 66 | 48 | 42 | 69 | 85 | 126 | 154 | 178 | 184 | 181 | 167 | 134 | 108 | 75 | 62 | -2.3 | -1.7 | 2.1 | 6.2 | 12.4 | 17.2 | 19.9 | 19.8 | 16.7 | 10.6 | 5.3 | 0.4 | -15.2667 | -13.0078 | -4.5612 | 2.3401 | 9.8066 | 15.1349 | 18.2252 | 17.5149 | 13.1744 | 3.2555 | -5.3025 | -12.9181 | [29 empty] | 1.22 | 1.18 | 1.52 | 1.57 | 1.89 | Ende
| 6249.9485 | 6319.4645 | US0029a-Fort Wayne | - | - | - | US0029a |  | x | x | 0029a | US | Indiana | Fort Wayne | Source: Meteonorm | 2009 PHI | 41.08 | -85.13 | 238 | 12.5 | -5.1 | -3.3 | 3.1 | 9.6 | 15.7 | 21.2 | 23.3 | 22 | 18.3 | 11.6 | 5.2 | -1.9 | 13 | 16 | 25 | 34 | 45 | 48 | 49 | 40 | 28 | 22 | 15 | 12 | 36 | 48 | 63 | 83 | 99 | 100 | 101 | 93 | 76 | 60 | 37 | 29 | 97 | 96 | 106 | 91 | 89 | 81 | 88 | 100 | 108 | 104 | 79 | 78 | 37 | 46 | 67 | 81 | 100 | 104 | 106 | 91 | 77 | 61 | 34 | 32 | 55 | 71 | 108 | 138 | 175 | 186 | 187 | 166 | 127 | 93 | 55 | 44 | -8.9 | -7.6 | -2.1 | 2.8 | 8.6 | 13.8 | 16.5 | 16 | 12.5 | 5.7 | 0.7 | -5.4 | -24.8534 | -21.7552 | -10.6403 | -2.1539 | 5.4102 | 11.6982 | 14.564 | 13.3853 | 7.6602 | -2.6786 | -10.4233 | -20.4217 | [29 empty] | 1.21 | 1.18 | 1.65 | 1.45 | 1.91 | Ende
| 6141.6102 | 6207.741 | US0038a-Grand Rapids | - | - | - | US0038a |  | x | x | 0038a | US | Michigan | Grand Rapids | Source: Meteonorm | 2009 PHI | 42.97 | -85.67 | 203 | 11.8 | -5.4 | -4.3 | 1.3 | 7.9 | 14.2 | 19.4 | 22.1 | 20.9 | 16.3 | 10 | 3.6 | -2.4 | 13 | 17 | 25 | 34 | 44 | 49 | 49 | 38 | 28 | 21 | 13 | 11 | 33 | 46 | 64 | 81 | 100 | 102 | 109 | 99 | 73 | 52 | 31 | 25 | 84 | 96 | 110 | 98 | 97 | 89 | 96 | 104 | 106 | 102 | 76 | 70 | 31 | 46 | 70 | 84 | 104 | 105 | 110 | 96 | 73 | 56 | 32 | 27 | 48 | 68 | 108 | 141 | 180 | 191 | 196 | 167 | 122 | 84 | 48 | 38 | -8.9 | -8.5 | -4 | 1.3 | 7.1 | 12.7 | 15.6 | 15.1 | 11.6 | 5.1 | -0.4 | -6 | -24.694 | -23.0419 | -13.6995 | -4.1673 | 3.5136 | 9.9768 | 13.2032 | 12.1365 | 6.391 | -3.5741 | -11.8543 | -20.2902 | [29 empty] | 1.2 | 1.18 | 1.63 | 1.36 | 1.79 | Ende
| 5320.7824 | 5402.9263 | US0066a-Providence | - | - | - | US0066a |  | x | x | 0066a | US | Rhode Island | Providence | Source: Meteonorm | 2009 PHI | 41.73 | -71.25 | 11 | 10.5 | -2 | -1.1 | 3 | 8.5 | 13.9 | 19.1 | 22.3 | 21.6 | 17.6 | 12 | 6.7 | 0.6 | 14 | 16 | 25 | 33 | 46 | 48 | 49 | 37 | 29 | 21 | 15 | 12 | 40 | 50 | 73 | 84 | 98 | 96 | 100 | 92 | 75 | 60 | 38 | 31 | 106 | 105 | 114 | 97 | 88 | 81 | 85 | 98 | 106 | 118 | 88 | 92 | 38 | 49 | 72 | 85 | 101 | 102 | 106 | 94 | 80 | 63 | 36 | 35 | 58 | 76 | 115 | 143 | 174 | 181 | 181 | 161 | 127 | 96 | 57 | 48 | -8.4 | -7.8 | -3.8 | 0.8 | 7.3 | 13.1 | 16.4 | 16 | 12.1 | 6.1 | 0.9 | -5.3 | -24.9657 | -21.0561 | -12.9915 | -4.4655 | 3.6 | 10.3321 | 14.0941 | 13.3125 | 7.2191 | -2.9101 | -10.2366 | -20.8714 | -9.7852 | 35 | 60 | 85 | 50 | 70 | -6.7775 | 35 | 40 | 50 | 40 | 55 | 28 | 100 | 170 | 160 | 190 | 330 | [11 empty] | 1.19 | 1.16 | 1.49 | 1.45 | 1.75 | Ende
| 5410.9751 | 5491.7178 | US0016a-Hartford | - | - | - | US0016a |  | x | x | 0016a | US | Connecticut | Hartford | Source: Meteonorm | 2009 PHI | 41.77 | -72.68 | 30 | 10.8 | -3.1 | -1.4 | 3.9 | 9.9 | 15.7 | 20.7 | 23.5 | 22.6 | 18 | 11.9 | 6.2 | -0.7 | 15 | 17 | 25 | 31 | 43 | 49 | 48 | 38 | 28 | 22 | 15 | 12 | 40 | 51 | 70 | 82 | 96 | 97 | 99 | 91 | 77 | 58 | 40 | 33 | 106 | 109 | 112 | 97 | 89 | 81 | 88 | 98 | 109 | 119 | 95 | 94 | 41 | 51 | 72 | 90 | 99 | 101 | 102 | 93 | 74 | 64 | 39 | 35 | 58 | 75 | 115 | 143 | 172 | 180 | 182 | 162 | 128 | 96 | 58 | 48 | -10.1 | -9 | -4.8 | 0.2 | 7.2 | 13.1 | 16.1 | 15.6 | 11.7 | 5 | -0.4 | -6.8 | -27.9346 | -23.3739 | -13.3747 | -4.5312 | 4.2195 | 10.8911 | 14.2562 | 13.3102 | 7.1321 | -3.9765 | -12.8048 | -24.0934 | [29 empty] | 1.19 | 1.17 | 1.52 | 1.49 | 1.79 | Ende
| 6203.1813 | 6276.4217 | US0059a-Columbus | - | - | - | US0059a |  | x | x | 0059a | US | Ohio | Columbus | Source: Meteonorm | 2009 PHI | 39.98 | -83.05 | 236 | 11.8 | -2.9 | -0.9 | 5 | 11 | 16.5 | 21 | 23.1 | 22 | 18.8 | 12.2 | 6.1 | 0 | 15 | 17 | 27 | 34 | 43 | 50 | 47 | 38 | 29 | 22 | 15 | 13 | 38 | 46 | 65 | 78 | 101 | 95 | 102 | 93 | 73 | 63 | 35 | 28 | 90 | 90 | 100 | 91 | 85 | 78 | 84 | 95 | 101 | 117 | 84 | 76 | 38 | 45 | 65 | 81 | 90 | 104 | 99 | 89 | 77 | 62 | 38 | 32 | 56 | 71 | 108 | 138 | 170 | 180 | 182 | 164 | 128 | 97 | 57 | 45 | -7.8 | -6.5 | -1.9 | 3 | 9.4 | 14.5 | 17 | 16.4 | 12.9 | 5.9 | 0.8 | -4.5 | -22.9933 | -18.6761 | -9.4013 | -1.4883 | 6.4901 | 12.1982 | 14.9083 | 13.8279 | 8.3707 | -3.3653 | -9.7976 | -17.9967 | -14.4535 | 35 | 55 | 70 | 50 | 65 | -8.5239 | 25 | 25 | 25 | 25 | 35 | 28 | 100 | 190 | 160 | 180 | 320 | [11 empty] | 1.22 | 1.19 | 1.66 | 1.53 | 2 | Ende
| 5455.9624 | 5537.1738 | US0017a-New Haven | - | - | - | US0017a |  | x | x | 0017a | US | Connecticut | New Haven | Source: Meteonorm | 2009 PHI | 41.33 | -72.9 | 23 | 8.3 | -1.4 | 0.8 | 3.8 | 9.3 | 14.3 | 19.9 | 22.7 | 22.7 | 19.2 | 12.4 | 7.3 | 2.2 | 14 | 18 | 27 | 35 | 46 | 52 | 50 | 41 | 27 | 21 | 17 | 13 | 37 | 49 | 70 | 85 | 104 | 100 | 113 | 101 | 83 | 59 | 39 | 30 | 104 | 104 | 108 | 93 | 88 | 80 | 85 | 96 | 111 | 119 | 85 | 88 | 40 | 50 | 72 | 81 | 90 | 100 | 95 | 86 | 74 | 62 | 39 | 36 | 58 | 75 | 115 | 143 | 172 | 180 | 182 | 164 | 129 | 97 | 58 | 48 | -7.3 | -5.8 | -2.9 | 1.9 | 8.4 | 14.7 | 16.9 | 17.6 | 14.2 | 6.8 | 1.5 | -3.5 | -15.9 | -15.2 | -11 | -4.7 | 2.3 | 9.3 | 11.7 | 12.9 | 8.6 | 0.8 | -5.5 | -11.6 | -12.6321 | 15 | 20 | 45 | 25 | 35 | -9.9307 | 10 | 15 | 20 | 15 | 20 | 27 | 90 | 170 | 180 | 190 | 320 | [11 empty] | 1.2 | 1.17 | 1.51 | 1.5 | 1.83 | Ende
| 8730.8362 | 8769.7437 | US0009a-Los Angeles | - | - | - | US0009a |  | x | x | 0009a | US | California | Los Angeles | Source: Meteonorm | 2009 PHI | 34 | -118.17 | 36 | 6.7 | 13.6 | 14.5 | 15.3 | 17 | 18.6 | 20.5 | 22.5 | 23.2 | 22.2 | 20.1 | 16.7 | 13.7 | 18 | 21 | 30 | 34 | 45 | 52 | 49 | 37 | 30 | 25 | 19 | 16 | 59 | 64 | 87 | 103 | 107 | 108 | 122 | 113 | 91 | 78 | 60 | 53 | 138 | 127 | 127 | 104 | 81 | 69 | 79 | 102 | 115 | 137 | 134 | 139 | 54 | 65 | 89 | 101 | 110 | 107 | 127 | 114 | 95 | 77 | 60 | 52 | 89 | 104 | 150 | 184 | 200 | 197 | 228 | 209 | 161 | 130 | 94 | 82 | 6.4 | 7.3 | 8.6 | 9 | 12 | 13.8 | 15.6 | 16.3 | 15.4 | 11.9 | 8.5 | 5.1 | -5.4498 | -2.5979 | 2.5863 | 5.5637 | 9.2781 | 11.5431 | 13.6205 | 13.9061 | 11.7983 | 4.6896 | -1.9595 | -7.7897 | [29 empty] | 1.22 | 1.2 | 1.48 | 1.14 | 1.39 | Ende
| 8461.1056 | 8508.6873 | US0005a-Phoenix | - | - | - | US0005a |  | x | x | 0005a | US | Arizona | Phoenix | Source: Meteonorm | 2009 PHI | 33.5 | -112.17 | 321 | 13.1 | 12.1 | 14.3 | 17 | 21.3 | 26.5 | 31.7 | 34.4 | 33.3 | 29.6 | 23.6 | 16.6 | 12.2 | 18 | 19 | 26 | 29 | 43 | 54 | 51 | 36 | 28 | 23 | 18 | 17 | 73 | 76 | 104 | 120 | 129 | 129 | 126 | 113 | 104 | 90 | 70 | 60 | 167 | 155 | 151 | 118 | 89 | 73 | 78 | 100 | 132 | 162 | 161 | 159 | 66 | 78 | 108 | 124 | 135 | 132 | 126 | 122 | 105 | 91 | 69 | 61 | 102 | 122 | 174 | 216 | 248 | 244 | 229 | 213 | 179 | 149 | 107 | 91 | 0.2 | 0 | 0.5 | 0.1 | 2.2 | 5.1 | 13.7 | 14.7 | 11.3 | 6.1 | 2 | 0.6 | -15.6379 | -11.0535 | -5.1781 | -1.17 | 3.4106 | 7.8202 | 16.1503 | 16.0945 | 10.3931 | -0.72899 | -9.9611 | -14.2893 | 7.8878 | 25 | 55 | 85 | 45 | 75 | 8.2198 | 30 | 35 | 45 | 40 | 55 | 38 | 100 | 210 | 140 | 200 | 370 | [11 empty] | 1.2 | 1.16 | 1.44 | 1.34 | 1.58 | Ende
| 8787.955 | 8829.5079 | US0011a-San Diego | - | - | - | US0011a |  | x | x | 0011a | US | California | San Diego | Source: Meteonorm | 2009 PHI | 32.83 | -117.17 | 0 | 5.3 | 15.5 | 15.9 | 15.9 | 17 | 18.3 | 20.1 | 22.9 | 24 | 23.6 | 21.1 | 17.8 | 15.3 | 20 | 20 | 29 | 33 | 45 | 54 | 51 | 38 | 31 | 25 | 19 | 18 | 62 | 66 | 88 | 96 | 98 | 102 | 113 | 111 | 91 | 79 | 66 | 56 | 142 | 131 | 127 | 100 | 76 | 66 | 75 | 95 | 114 | 141 | 147 | 141 | 59 | 69 | 87 | 103 | 110 | 110 | 122 | 111 | 94 | 81 | 65 | 59 | 94 | 109 | 152 | 183 | 193 | 194 | 215 | 202 | 163 | 136 | 102 | 87 | 5.9 | 7.3 | 8.5 | 9.4 | 11.8 | 13.8 | 16.3 | 17.1 | 15.9 | 12.4 | 8.7 | 5.5 | -6.0642 | -2.5522 | 2.7526 | 6.0445 | 9.1196 | 11.4913 | 14.4555 | 14.9482 | 12.8245 | 5.0712 | -3.2852 | -7.039 | [29 empty] | 1.21 | 1.18 | 1.29 | 1.25 | 1.54 | Ende
| 8606.9193 | 8636.9354 | US0013a-San Jose | - | - | - | US0013a |  | x | x | 0013a | US | California | San Jose | Source: Meteonorm | 2009 PHI | 37.33 | -122 | 61 | 12.8 | 10.1 | 12.3 | 13.6 | 15.5 | 18 | 20.9 | 22.1 | 22.4 | 21.7 | 18.6 | 13.7 | 10.1 | 17 | 19 | 28 | 34 | 45 | 52 | 51 | 37 | 27 | 23 | 18 | 16 | 38 | 50 | 78 | 96 | 116 | 120 | 127 | 110 | 94 | 72 | 49 | 39 | 98 | 104 | 116 | 107 | 93 | 80 | 89 | 108 | 128 | 136 | 109 | 98 | 42 | 52 | 83 | 102 | 114 | 118 | 128 | 117 | 96 | 76 | 50 | 38 | 66 | 83 | 132 | 170 | 208 | 215 | 228 | 202 | 161 | 120 | 75 | 61 | 6.2 | 6.5 | 7.1 | 7.5 | 9.5 | 11 | 12.8 | 13.1 | 12.3 | 9.3 | 8.1 | 5.3 | -3.8089 | -2.5085 | 1.0006 | 3.6303 | 6.8888 | 9.3015 | 11.1853 | 10.9659 | 8.6344 | 1.4345 | -2.7593 | -6.703 | 6.9309 | 25 | 30 | 55 | 40 | 45 | 9.5828 | 10 | 10 | 10 | 10 | 15 | 24 | 90 | 200 | 220 | 170 | 350 | [11 empty] | 1.26 | 1.24 | 1.7 | 0.95 | 1.1 | Ende
| 8588.3944 | 8617.3379 | US0012a-San Francisco | - | - | - | US0012a |  | x | x | 0012a | US | California | San Francisco | Source: Meteonorm | 2009 PHI | 37.75 | -122.45 | 0 | 8.9 | 10.2 | 12.1 | 12.5 | 13.7 | 15.2 | 17.3 | 18.2 | 18.9 | 19.4 | 17.4 | 13.5 | 10.5 | 17 | 19 | 27 | 33 | 46 | 53 | 51 | 38 | 28 | 23 | 17 | 15 | 45 | 53 | 82 | 101 | 115 | 121 | 126 | 117 | 95 | 77 | 49 | 40 | 103 | 106 | 117 | 107 | 93 | 81 | 90 | 108 | 127 | 141 | 114 | 102 | 43 | 53 | 79 | 93 | 121 | 117 | 128 | 110 | 95 | 77 | 49 | 39 | 67 | 83 | 131 | 170 | 207 | 215 | 227 | 201 | 161 | 120 | 75 | 61 | 6 | 6.7 | 6.9 | 7.4 | 9.2 | 10.5 | 11.7 | 12.4 | 12 | 9.9 | 8.1 | 5.4 | -5.5283 | -2.9126 | 0.46874 | 3.0549 | 5.54 | 7.521 | 8.839 | 9.1467 | 7.7718 | 0.89647 | -3.397 | -7.5012 | 7.5113 | 20 | 40 | 75 | 35 | 55 | 8.2366 | 20 | 25 | 50 | 30 | 40 | 21 | 90 | 200 | 230 | 180 | 360 | [11 empty] | 1.26 | 1.25 | 1.71 | 0.91 | 1.06 | Ende
| 8377.4833 | 8418.0641 | US0052a-Las Vegas | - | - | - | US0052a |  | x | x | 0052a | US | Neavda | Las Vegas | Source: Meteonorm | 2009 PHI | 36.17 | -115.17 | 680 | 13.9 | 7.4 | 10.5 | 13.4 | 17.7 | 23.2 | 29.3 | 32.7 | 31.4 | 26.8 | 20.1 | 12.7 | 7.5 | 17 | 19 | 26 | 31 | 45 | 53 | 49 | 35 | 26 | 23 | 17 | 15 | 62 | 72 | 106 | 120 | 134 | 137 | 133 | 126 | 108 | 92 | 65 | 56 | 160 | 153 | 157 | 123 | 98 | 81 | 87 | 113 | 142 | 171 | 163 | 162 | 59 | 75 | 101 | 120 | 135 | 136 | 135 | 130 | 107 | 92 | 64 | 58 | 93 | 112 | 167 | 207 | 242 | 250 | 243 | 223 | 184 | 146 | 101 | 84 | -5.5 | -4.6 | -4.5 | -3.9 | -1.1 | 1.1 | 6.1 | 7.4 | 3.4 | -0.6 | -3.7 | -5.4 | -21.7074 | -17.7082 | -11.633 | -6.2078 | -0.89036 | 3.1989 | 8.9487 | 9.1567 | 1.5665 | -8.189 | -17.919 | -23.441 | 3.0956 | 20 | 60 | 110 | 55 | 95 | 5.7243 | 20 | 25 | 35 | 25 | 35 | 37 | 90 | 190 | 180 | 190 | 370 | [11 empty] | 1.22 | 1.21 | 1.77 | 1.21 | 1.3 | Ende
| 8506.8907 | 8557.4834 | US0006a-Tucson | - | - | - | US0006a |  | x | x | 0006a | US | Arizona | Tucson | Source: Meteonorm | 2009 PHI | 32.25 | -110.95 | 742 | 14.8 | 11 | 12.7 | 15 | 19 | 23.5 | 29 | 30.5 | 29.4 | 27.2 | 21.6 | 15.5 | 11.4 | 19 | 21 | 28 | 32 | 46 | 53 | 52 | 40 | 28 | 23 | 20 | 18 | 67 | 77 | 104 | 119 | 134 | 129 | 118 | 116 | 101 | 93 | 72 | 62 | 165 | 150 | 143 | 111 | 84 | 69 | 74 | 96 | 126 | 163 | 164 | 162 | 67 | 79 | 102 | 119 | 133 | 129 | 120 | 117 | 107 | 95 | 75 | 64 | 106 | 123 | 174 | 211 | 245 | 244 | 219 | 207 | 180 | 154 | 113 | 96 | -2.3 | -2.6 | -2.6 | -2.9 | -1 | 3.2 | 13.2 | 14.4 | 10.5 | 3.9 | -0.3 | -1.5 | -17.3361 | -13.864 | -8.497 | -4.6504 | -0.51906 | 5.26 | 14.436 | 14.6836 | 8.5553 | -3.3364 | -13.6325 | -17.3692 | [29 empty] | 1.19 | 1.16 | 1.44 | 1.39 | 1.72 | Ende
| 8561.5069 | 8595.2856 | US0008a-Fresno | - | - | - | US0008a |  | x | x | 0008a | US | California | Fresno | Source: Meteonorm | 2009 PHI | 36.68 | -119.78 | 86 | 16.7 | 7.6 | 10.7 | 12.9 | 16.2 | 20.6 | 24.8 | 27.6 | 26.7 | 23.5 | 18.4 | 12 | 7.5 | 18 | 19 | 27 | 32 | 42 | 47 | 47 | 33 | 25 | 23 | 18 | 15 | 42 | 57 | 90 | 106 | 126 | 128 | 130 | 121 | 104 | 82 | 49 | 37 | 92 | 113 | 139 | 118 | 98 | 82 | 91 | 114 | 140 | 156 | 118 | 91 | 39 | 54 | 89 | 109 | 131 | 129 | 141 | 129 | 103 | 82 | 50 | 37 | 65 | 91 | 151 | 191 | 236 | 245 | 249 | 223 | 176 | 133 | 80 | 58 | 3.9 | 5.7 | 6.3 | 6.1 | 7.3 | 9.3 | 11.3 | 12.1 | 10.6 | 8.3 | 6.2 | 3.9 | -6.9099 | -3.6795 | -0.75362 | 2.4706 | 5.8448 | 9.0503 | 11.7262 | 11.5142 | 7.4051 | 0.16098 | -5.1699 | -7.7449 | [29 empty] | 1.25 | 1.24 | 1.73 | 1.05 | 1.13 | Ende
| 8459.3141 | 8488.5892 | US0010a-Sacramento | - | - | - | US0010a |  | x | x | 0010a | US | California | Sacramento | Source: Meteonorm | 2009 PHI | 38.65 | -121.5 | 13 | 17.8 | 7.6 | 10.7 | 12.2 | 15.3 | 19.2 | 22.9 | 25.6 | 25.3 | 23 | 18.4 | 12.4 | 7.8 | 15 | 20 | 26 | 34 | 45 | 51 | 48 | 34 | 25 | 23 | 17 | 14 | 37 | 51 | 82 | 100 | 127 | 127 | 134 | 124 | 103 | 78 | 47 | 35 | 93 | 106 | 123 | 115 | 100 | 87 | 96 | 119 | 143 | 154 | 111 | 87 | 38 | 55 | 80 | 107 | 124 | 131 | 140 | 126 | 99 | 81 | 50 | 33 | 59 | 83 | 134 | 177 | 223 | 235 | 245 | 217 | 171 | 125 | 72 | 53 | 5.4 | 6.8 | 7 | 7.1 | 9.3 | 10.9 | 12.3 | 11.9 | 10.9 | 7.5 | 7.3 | 4.6 | -6.1747 | -3.4481 | 0.27818 | 3.0473 | 7.0239 | 9.6157 | 11.8159 | 10.7375 | 7.4212 | -1.4482 | -5.2294 | -7.2429 | [29 empty] | 1.26 | 1.26 | 1.79 | 0.96 | 0.92 | Ende
| 11580.0828 | 11563.4833 | US0025a-Honolulu | - | - | - | US0025a |  | x | x | 0025a | US | Hawaii | Honolulu | Source: Meteonorm | 2009 PHI | 21.32 | -157.83 | 0 | 7.5 | 23 | 22.9 | 23.4 | 23.9 | 24.8 | 25.8 | 26.5 | 27 | 27.1 | 26.4 | 25.1 | 23.6 | 26 | 25 | 33 | 38 | 51 | 64 | 59 | 44 | 33 | 31 | 27 | 25 | 66 | 74 | 92 | 92 | 98 | 98 | 103 | 106 | 93 | 83 | 70 | 61 | 130 | 118 | 103 | 72 | 56 | 52 | 54 | 67 | 92 | 119 | 125 | 130 | 70 | 76 | 91 | 90 | 103 | 102 | 105 | 103 | 95 | 87 | 71 | 65 | 121 | 132 | 167 | 177 | 196 | 196 | 204 | 200 | 178 | 155 | 123 | 115 | 17.1 | 16.6 | 16.9 | 17.2 | 17.9 | 18.6 | 19.3 | 19.6 | 19.7 | 19.5 | 18.8 | 17.7 | 9.8482 | 10.2327 | 13.3571 | 15.2947 | 16.7014 | 17.392 | 18.2585 | 18.3746 | 17.4257 | 15.1183 | 11.5914 | 10.2826 | [29 empty] | 1.19 | 1.17 | 0.03 | 1.21 | 1.27 | Ende
| 8646.1814 | 8682.4313 | US0007a-Bakersfield | - | - | - | US0007a |  | x | x | 0007a | US | California | Bakersfield | Source: Meteonorm | 2009 PHI | 35.37 | -119.02 | 125 | 16 | 8.9 | 11.9 | 14.2 | 17.3 | 21.8 | 25.8 | 29 | 28.2 | 25 | 20 | 13.3 | 8.7 | 17 | 21 | 29 | 33 | 42 | 53 | 52 | 37 | 27 | 24 | 18 | 15 | 48 | 58 | 87 | 100 | 121 | 132 | 135 | 125 | 106 | 87 | 57 | 42 | 108 | 110 | 126 | 107 | 90 | 77 | 86 | 109 | 132 | 152 | 127 | 106 | 45 | 58 | 88 | 111 | 127 | 133 | 139 | 131 | 106 | 82 | 55 | 43 | 71 | 93 | 143 | 184 | 228 | 241 | 247 | 224 | 178 | 137 | 86 | 65 | 3.8 | 5.7 | 5.4 | 5.1 | 6.6 | 8.7 | 10.6 | 11.7 | 10.8 | 7.8 | 6 | 4.1 | -7.5626 | -4.0676 | -0.95998 | 2.2788 | 5.8396 | 8.9099 | 11.6572 | 11.7149 | 8.0377 | 0.27383 | -6.6961 | -8.4233 | [29 empty] | 1.23 | 1.21 | 1.58 | 1.12 | 1.23 | Ende
| 8298.1132 | 8328.6832 | US0053a-Reno | - | - | - | US0053a |  | x | x | 0053a | US | Neavda | Reno | Source: Meteonorm | 2009 PHI | 39.53 | -119.82 | 1410 | 19.2 | 0.2 | 3 | 5.7 | 8.9 | 13.2 | 18 | 21.7 | 20.6 | 15.5 | 10.1 | 4.3 | 0.1 | 16 | 19 | 28 | 33 | 46 | 55 | 51 | 35 | 27 | 22 | 16 | 14 | 51 | 61 | 92 | 107 | 124 | 129 | 140 | 127 | 110 | 84 | 53 | 44 | 130 | 125 | 138 | 116 | 99 | 89 | 99 | 120 | 148 | 165 | 132 | 127 | 49 | 62 | 90 | 108 | 124 | 130 | 136 | 128 | 104 | 87 | 53 | 46 | 71 | 90 | 140 | 177 | 216 | 229 | 242 | 215 | 171 | 128 | 77 | 63 | -6 | -5 | -5 | -4 | -0.4 | 2.4 | 4 | 3.6 | 0.8 | -2 | -3.7 | -6.1 | -24.3655 | -19.5112 | -14.1915 | -9.1979 | -3.6831 | 0.64835 | 3.2201 | 1.8723 | -4.6852 | -14.0565 | -19.761 | -25.9729 | [29 empty] | 1.26 | 1.26 | 1.86 | 0.96 | 0.83 | Ende
| 7798.6992 | 7838.0776 | US0079a-Salt Lake City | - | - | - | US0079a |  | x | x | 0079a | US | Utah | Salt Lake City | Source: Meteonorm | 2009 PHI | 40.75 | -111.92 | 1309 | 15.4 | -2.4 | 1.1 | 5.3 | 9.7 | 14.8 | 20.5 | 25.3 | 24.1 | 18.3 | 11.7 | 4.8 | -1.4 | 15 | 18 | 26 | 34 | 47 | 53 | 50 | 37 | 25 | 21 | 16 | 13 | 43 | 64 | 94 | 109 | 129 | 128 | 143 | 125 | 103 | 78 | 50 | 40 | 119 | 137 | 148 | 121 | 105 | 94 | 105 | 123 | 150 | 160 | 118 | 110 | 44 | 59 | 92 | 106 | 132 | 132 | 142 | 124 | 106 | 81 | 47 | 37 | 65 | 91 | 146 | 176 | 221 | 233 | 249 | 214 | 167 | 122 | 69 | 56 | -6.8 | -4.4 | -2.7 | -0.5 | 2.6 | 5.2 | 7.6 | 7.2 | 4.2 | 1.3 | -2 | -5.8 | -24.2397 | -19.5478 | -12.3016 | -5.88 | -0.48719 | 3.7872 | 7.5663 | 6.1649 | -0.58712 | -9.9339 | -17.7724 | -24.3142 | -6.8381 | 30 | 50 | 60 | 40 | 60 | -5.5648 | 30 | 40 | 45 | 30 | 45 | 30 | 100 | 200 | 190 | 210 | 370 | [11 empty] | 1.25 | 1.26 | 1.98 | 1.16 | 0.76 | Ende
| 7835.4722 | 7875.7546 | US0078a-Provo | - | - | - | US0078a |  | x | x | 0078a | US | Utah | Provo | Source: Meteonorm | 2009 PHI | 40.22 | -111.72 | 1369 | 14.4 | 0.4 | 0.5 | 5.8 | 9.3 | 14.7 | 19.7 | 24.4 | 22.9 | 17.1 | 11 | 5.2 | 0.2 | 15 | 19 | 26 | 34 | 46 | 53 | 48 | 41 | 29 | 23 | 17 | 14 | 48 | 60 | 90 | 107 | 126 | 130 | 138 | 131 | 102 | 83 | 46 | 40 | 117 | 123 | 139 | 110 | 102 | 91 | 99 | 118 | 140 | 155 | 116 | 114 | 44 | 56 | 87 | 102 | 121 | 124 | 129 | 122 | 98 | 77 | 51 | 43 | 64 | 89 | 142 | 173 | 217 | 229 | 242 | 209 | 166 | 122 | 72 | 58 | -4.2 | -4.4 | -2.3 | -0.1 | 3.8 | 5.9 | 8.9 | 9.1 | 5.9 | 1.6 | -1.2 | -5.1 | -14.2 | -14.1 | -10.7 | -8.1 | -2.5 | 0.7 | 5.1 | 3.9 | 0.2 | -5.7 | -9.5 | -14.9 | -8.3879 | 10 | 40 | 110 | 40 | 50 | -6.8355 | 20 | 30 | 55 | 30 | 40 | 29 | 100 | 230 | 170 | 210 | 370 | [11 empty] | 1.25 | 1.26 | 1.98 | 1.17 | 0.81 | Ende
| 7791.5856 | 7864.1895 | US0076a-Houston | - | - | - | US0076a |  | x | x | 0076a | US | Texas | Houston | Source: Meteonorm | 2009 PHI | 29.83 | -95.33 | 13 | 11.3 | 10.6 | 12.6 | 16.2 | 20.4 | 23.8 | 27.1 | 28.2 | 28.1 | 26 | 21.3 | 16.6 | 12.4 | 20 | 23 | 29 | 33 | 46 | 52 | 47 | 41 | 32 | 27 | 22 | 19 | 52 | 57 | 77 | 81 | 92 | 94 | 98 | 91 | 82 | 73 | 53 | 47 | 104 | 97 | 99 | 78 | 67 | 62 | 63 | 79 | 95 | 119 | 111 | 104 | 49 | 56 | 76 | 85 | 98 | 93 | 94 | 94 | 82 | 76 | 56 | 48 | 82 | 95 | 131 | 150 | 174 | 181 | 183 | 174 | 145 | 130 | 91 | 77 | 6.3 | 8.1 | 11.1 | 14.6 | 19 | 21.7 | 22.6 | 22.5 | 20.3 | 15.8 | 11.6 | 7.6 | -3.7428 | 0.11903 | 6.1701 | 11.9892 | 17.0587 | 20.2007 | 21.334 | 20.9005 | 17.6926 | 9.8689 | 3.0349 | -2.1996 | [29 empty] | 1.23 | 1.18 | 1.63 | 1.38 | 1.72 | Ende
| 8017.0311 | 8086.3046 | US0077a-San Antonio | - | - | - | US0077a |  | x | x | 0077a | US | Texas | San Antonio | Source: Meteonorm | 2009 PHI | 29.5 | -98.5 | 211 | 11.4 | 9.9 | 12.1 | 16.7 | 20.9 | 24.5 | 28.2 | 29.6 | 29.6 | 26.6 | 21.6 | 16.2 | 11.6 | 22 | 23 | 31 | 38 | 44 | 53 | 51 | 38 | 31 | 28 | 21 | 20 | 57 | 65 | 84 | 90 | 93 | 105 | 112 | 105 | 90 | 81 | 60 | 53 | 122 | 114 | 110 | 86 | 67 | 60 | 69 | 84 | 103 | 132 | 127 | 123 | 55 | 65 | 87 | 92 | 100 | 107 | 110 | 108 | 93 | 81 | 62 | 57 | 94 | 109 | 149 | 165 | 184 | 201 | 212 | 199 | 162 | 139 | 102 | 88 | 3.6 | 5.2 | 8.7 | 13.2 | 17.9 | 20.3 | 20.5 | 20.4 | 18.7 | 14.1 | 9.4 | 4.9 | -6.4323 | -3.595 | 4.0683 | 10.8307 | 16.4465 | 19.445 | 20.0895 | 19.6792 | 16.3886 | 7.8101 | -0.39643 | -6.5234 | [29 empty] | 1.22 | 1.17 | 1.6 | 1.4 | 1.76 | Ende
| 7631.2625 | 7698.6965 | US0074a-Dallas | - | - | - | US0074a |  | x | x | 0074a | US | Texas | Dallas | Source: Meteonorm | 2009 PHI | 32.83 | -96.83 | 143 | 10.4 | 7 | 9.5 | 14.2 | 19.1 | 23.4 | 27.8 | 30.2 | 30 | 25.9 | 20.3 | 14 | 8.9 | 19 | 21 | 29 | 34 | 48 | 53 | 51 | 40 | 30 | 25 | 19 | 18 | 60 | 65 | 88 | 95 | 110 | 108 | 115 | 107 | 91 | 76 | 58 | 53 | 130 | 117 | 117 | 92 | 77 | 70 | 76 | 94 | 108 | 132 | 129 | 126 | 55 | 64 | 87 | 92 | 106 | 114 | 121 | 110 | 93 | 76 | 60 | 52 | 89 | 102 | 146 | 168 | 192 | 207 | 217 | 196 | 156 | 130 | 93 | 81 | 2 | 4.2 | 6.5 | 11.1 | 17.2 | 20.3 | 20.8 | 20.4 | 17.5 | 12.5 | 7.8 | 3.1 | -11.4262 | -6.7078 | 0.79938 | 8.2812 | 15.278 | 19.1907 | 20.4927 | 19.6637 | 14.9704 | 6.2196 | -3.654 | -10.3828 | [29 empty] | 1.21 | 1.17 | 1.81 | 1.43 | 1.7 | Ende
| 7899.7258 | 7968.9584 | US0072a-Austin | - | - | - | US0072a |  | x | x | 0072a | US | Texas | Austin | Source: Meteonorm | 2009 PHI | 30.33 | -97.75 | 175 | 12 | 9.3 | 11.6 | 16.4 | 20.9 | 24.2 | 27.4 | 29.2 | 29.3 | 26.8 | 21.7 | 16.1 | 10.9 | 21 | 23 | 29 | 36 | 45 | 52 | 52 | 42 | 30 | 26 | 21 | 20 | 54 | 65 | 84 | 88 | 97 | 100 | 112 | 106 | 86 | 77 | 62 | 52 | 120 | 113 | 113 | 84 | 69 | 62 | 70 | 87 | 106 | 129 | 126 | 122 | 53 | 61 | 82 | 92 | 97 | 108 | 110 | 107 | 91 | 82 | 58 | 52 | 92 | 106 | 146 | 163 | 183 | 198 | 210 | 196 | 157 | 134 | 99 | 86 | 2.3 | 4.2 | 7.9 | 12.8 | 17.4 | 20.1 | 20.5 | 20.2 | 18.6 | 13.6 | 8.7 | 4.1 | -8.2349 | -4.2399 | 3.0881 | 10.5316 | 15.889 | 19.0072 | 19.9206 | 19.3724 | 15.8248 | 7.4481 | -1.3191 | -7.9426 | 0.71222 | 35 | 35 | 45 | 35 | 50 | 5.2145 | 40 | 40 | 50 | 45 | 60 | 31 | 100 | 200 | 140 | 170 | 330 | [11 empty] | 1.22 | 1.17 | 1.65 | 1.41 | 1.74 | Ende
| 8296.1857 | 8353.0579 | US0075a-El Paso | - | - | - | US0075a |  | x | x | 0075a | US | Texas | El Paso | Source: Meteonorm | 2009 PHI | 31.79 | -106.5 | 1226 | 14 | 6.2 | 9 | 12.9 | 17.5 | 22.2 | 27 | 28 | 26.8 | 23.7 | 18 | 11.5 | 6.8 | 18 | 19 | 25 | 29 | 43 | 54 | 49 | 38 | 28 | 23 | 19 | 18 | 75 | 85 | 115 | 129 | 135 | 129 | 125 | 125 | 109 | 100 | 76 | 70 | 183 | 169 | 162 | 117 | 84 | 68 | 74 | 98 | 127 | 173 | 173 | 182 | 73 | 86 | 116 | 127 | 137 | 137 | 130 | 122 | 108 | 100 | 77 | 74 | 114 | 137 | 196 | 228 | 255 | 252 | 238 | 222 | 183 | 163 | 119 | 105 | -5 | -5.2 | -5.3 | -3.5 | 0.5 | 5.7 | 12.7 | 13.1 | 10.8 | 4.2 | -1.7 | -4.2 | -21.8204 | -18.8814 | -12.0156 | -5.7976 | 0.41086 | 6.9188 | 13.1437 | 12.6636 | 8.0419 | -4.6735 | -15.7797 | -23.7993 | [29 empty] | 1.19 | 1.15 | 1.49 | 1.44 | 1.81 | Ende
| 7453.3254 | 7516.738 | US0061a-Oklahoma City | - | - | - | US0061a |  | x | x | 0061a | US | Oklahoma | Oklahoma City | Source: Meteonorm | 2009 PHI | 35.47 | -97.55 | 365 | 12.6 | 2.3 | 5.1 | 10.4 | 16 | 20.4 | 25.1 | 28.1 | 27.8 | 23.1 | 17 | 10 | 4.3 | 17 | 19 | 30 | 33 | 46 | 50 | 48 | 37 | 31 | 24 | 18 | 17 | 54 | 59 | 84 | 93 | 100 | 107 | 110 | 107 | 87 | 76 | 55 | 48 | 138 | 123 | 126 | 100 | 84 | 74 | 81 | 97 | 111 | 138 | 127 | 127 | 56 | 64 | 83 | 101 | 111 | 107 | 118 | 110 | 87 | 78 | 57 | 50 | 84 | 97 | 142 | 169 | 192 | 203 | 215 | 193 | 151 | 125 | 87 | 75 | -4.6 | -2.2 | 1.8 | 7.3 | 13.2 | 17.6 | 18.5 | 18 | 15.3 | 8.7 | 2.8 | -2.5 | -20.5758 | -14.3771 | -5.0977 | 3.7235 | 10.899 | 16.0291 | 17.9135 | 17.0112 | 11.6502 | 0.61125 | -10.0575 | -18.2593 | -9.4346 | 35 | 35 | 40 | 35 | 50 | -6.756 | 30 | 30 | 30 | 30 | 40 | 33 | 90 | 190 | 170 | 180 | 350 | [11 empty] | 1.2 | 1.17 | 1.88 | 1.45 | 1.64 | Ende
| 8014.3395 | 8067.244 | US0050a-Albuquerque | - | - | - | US0050a |  | x | x | 0050a | US | New Mexico | Albuquerque | Source: Meteonorm | 2009 PHI | 35.08 | -106.63 | 1565 | 14.1 | 1.5 | 4.7 | 8.6 | 13.2 | 18.2 | 23.7 | 26.1 | 24.7 | 20.6 | 14.2 | 7.1 | 2.1 | 17 | 20 | 27 | 31 | 47 | 54 | 53 | 37 | 29 | 22 | 18 | 16 | 67 | 75 | 100 | 121 | 132 | 134 | 127 | 120 | 105 | 92 | 70 | 59 | 173 | 151 | 152 | 118 | 94 | 77 | 85 | 105 | 132 | 166 | 167 | 165 | 69 | 74 | 103 | 119 | 136 | 133 | 132 | 127 | 106 | 92 | 71 | 62 | 99 | 116 | 167 | 205 | 238 | 242 | 233 | 213 | 175 | 146 | 104 | 89 | -7.9 | -7 | -7.4 | -5.9 | -2.1 | 2.2 | 9.5 | 10.1 | 6.6 | 0.1 | -4.7 | -7.2 | -28.3618 | -21.0827 | -15.596 | -9.5687 | -3.5823 | 2.442 | 9.6349 | 9.3278 | 3.1528 | -9.9014 | -22.2137 | -26.6144 | -2.4712 | 25 | 30 | 80 | 60 | 65 | -1.6283 | 35 | 40 | 50 | 45 | 55 | 30 | 110 | 190 | 160 | 210 | 370 | [11 empty] | 1.19 | 1.18 | 1.8 | 1.36 | 1.37 | Ende
| 7441.8908 | 7520.2114 | US0034a-New Orleans | - | - | - | US0034a |  | x | x | 0034a | US | Louisiana | New Orleans | Source: Meteonorm | 2009 PHI | 30 | -90.05 | 0 | 7.1 | 12.3 | 13.8 | 17.3 | 20.7 | 24.2 | 27.2 | 28.4 | 28.7 | 27.1 | 22 | 17.8 | 14.3 | 20 | 23 | 32 | 36 | 47 | 53 | 50 | 41 | 31 | 27 | 22 | 19 | 54 | 59 | 77 | 94 | 103 | 99 | 90 | 88 | 82 | 75 | 60 | 48 | 110 | 101 | 101 | 84 | 71 | 61 | 65 | 77 | 94 | 127 | 113 | 112 | 51 | 55 | 80 | 92 | 96 | 95 | 97 | 93 | 81 | 78 | 56 | 51 | 84 | 99 | 137 | 166 | 187 | 183 | 178 | 169 | 147 | 133 | 93 | 80 | 7.5 | 9.4 | 11.7 | 15.2 | 19.4 | 22 | 23.4 | 23.4 | 21.2 | 16.5 | 12.5 | 8.8 | -2.6352 | 1.8658 | 7.2101 | 12.3554 | 17.3038 | 20.4154 | 21.9865 | 21.8319 | 18.9155 | 9.8898 | 3.3785 | -1.1499 | 1.5479 | 30 | 45 | 70 | 45 | 65 | 4.6097 | 50 | 55 | 65 | 55 | 80 | 31 | 100 | 170 | 160 | 170 | 320 | [11 empty] | 1.24 | 1.19 | 1.66 | 1.4 | 1.63 | Ende
| 7304.4276 | 7368.8548 | US0062a-Tulsa | - | - | - | US0062a |  | x | x | 0062a | US | Oklahoma | Tulsa | Source: Meteonorm | 2009 PHI | 36.12 | -95.97 | 217 | 11.7 | 1.7 | 4.5 | 10.2 | 16.3 | 20.6 | 25.3 | 28.3 | 27.4 | 22.8 | 16.7 | 9.8 | 3.7 | 17 | 19 | 28 | 35 | 46 | 49 | 49 | 40 | 29 | 25 | 18 | 14 | 48 | 56 | 81 | 94 | 96 | 101 | 114 | 99 | 83 | 74 | 50 | 47 | 123 | 113 | 118 | 95 | 83 | 73 | 80 | 96 | 106 | 128 | 115 | 124 | 51 | 58 | 78 | 90 | 105 | 103 | 112 | 110 | 81 | 70 | 53 | 48 | 78 | 91 | 134 | 160 | 183 | 193 | 206 | 186 | 142 | 117 | 79 | 69 | -4.7 | -2.4 | 2 | 7.7 | 14.1 | 18.6 | 19.9 | 19.2 | 16.2 | 9.3 | 3.2 | -2.3 | -19.2645 | -13.9763 | -4.5945 | 4.2755 | 11.6857 | 16.9922 | 19.0078 | 17.8296 | 12.6589 | 1.227 | -8.6269 | -19.013 | [29 empty] | 1.2 | 1.17 | 1.88 | 1.47 | 1.68 | Ende
| 8108.5636 | 8180.1861 | US0073a-Corpus Christi | - | - | - | US0073a |  | x | x | 0073a | US | Texas | Corpus Christi | Source: Meteonorm | 2009 PHI | 28 | -97.9 | 41 | 12.1 | 13 | 14.9 | 18.9 | 22.8 | 25.8 | 28.2 | 29.4 | 29.4 | 27.3 | 23.2 | 18.5 | 14.5 | 20 | 25 | 31 | 37 | 46 | 53 | 52 | 41 | 33 | 27 | 23 | 20 | 51 | 55 | 76 | 78 | 90 | 92 | 101 | 92 | 80 | 76 | 60 | 48 | 104 | 94 | 96 | 76 | 62 | 60 | 65 | 76 | 95 | 119 | 116 | 103 | 48 | 58 | 78 | 82 | 87 | 93 | 100 | 97 | 84 | 76 | 57 | 47 | 86 | 100 | 137 | 151 | 169 | 182 | 193 | 181 | 151 | 134 | 99 | 82 | 8.5 | 10.6 | 12.8 | 16.4 | 20.8 | 22.6 | 22.8 | 23 | 21.2 | 17.5 | 13.7 | 9.5 | 0.56502 | 3.7064 | 8.6242 | 14.3436 | 19.2843 | 21.2764 | 21.8485 | 21.7615 | 18.5202 | 12.1743 | 4.9041 | 0.627 | [29 empty] | 1.23 | 1.18 | 1.42 | 1.37 | 1.79 | Ende
| 7472.125 | 7548.6602 | US0033a-Baton Rouge | - | - | - | US0033a |  | x | x | 0033a | US | Louisiana | Baton Rouge | Source: Meteonorm | 2009 PHI | 30.5 | -91.17 | 9 | 10.1 | 10 | 11.8 | 16.4 | 20.6 | 24.2 | 27 | 28 | 27.8 | 25.7 | 20.4 | 15.7 | 11.7 | 19 | 22 | 30 | 35 | 45 | 52 | 49 | 37 | 32 | 28 | 22 | 18 | 52 | 64 | 74 | 88 | 98 | 96 | 90 | 88 | 81 | 79 | 54 | 46 | 110 | 106 | 102 | 85 | 71 | 62 | 66 | 79 | 96 | 129 | 115 | 115 | 50 | 57 | 82 | 91 | 102 | 98 | 96 | 93 | 82 | 80 | 57 | 52 | 83 | 99 | 136 | 164 | 186 | 184 | 178 | 168 | 146 | 133 | 93 | 79 | 6 | 7.7 | 10.5 | 14.5 | 18.9 | 21.8 | 22.9 | 22.7 | 19.7 | 14.6 | 10.7 | 7 | -4.9108 | -1.2467 | 5.6596 | 11.8237 | 16.9942 | 20.246 | 21.519 | 21.0244 | 16.9265 | 7.6269 | 1.7831 | -3.6043 | [29 empty] | 1.23 | 1.19 | 1.7 | 1.41 | 1.65 | Ende
| 7195.612 | 7265.977 | US0004a-Little Rock | - | - | - | US0004a |  | x | x | 0004a | US | Arkansas | Little Rock | Source: Meteonorm | 2009 PHI | 34.7 | -92.28 | 92 | 11.4 | 4.3 | 6.9 | 11.6 | 17 | 21.6 | 25.9 | 27.9 | 27.2 | 23.3 | 17.1 | 11.1 | 6 | 19 | 19 | 29 | 34 | 46 | 50 | 47 | 39 | 29 | 25 | 19 | 16 | 45 | 57 | 79 | 89 | 104 | 102 | 103 | 105 | 84 | 74 | 50 | 42 | 114 | 107 | 115 | 91 | 78 | 71 | 77 | 91 | 105 | 128 | 113 | 110 | 51 | 54 | 79 | 90 | 105 | 108 | 107 | 101 | 81 | 72 | 53 | 45 | 78 | 92 | 134 | 160 | 187 | 196 | 199 | 183 | 144 | 121 | 81 | 69 | -0.3 | 1.8 | 5 | 10.5 | 15.9 | 19.9 | 22 | 21 | 17 | 11.1 | 5.6 | 1.1 | -13.7707 | -8.2064 | -1.3886 | 7.0946 | 13.6379 | 18.3312 | 20.5734 | 19.2051 | 13.727 | 3.4495 | -4.9348 | -11.5527 | [29 empty] | 1.22 | 1.18 | 1.87 | 1.48 | 1.74 | Ende
| 7726.4754 | 7785.11 | US0071a-Amarillo | - | - | - | US0071a |  | x | x | 0071a | US | Texas | Amarillo | Source: Meteonorm | 2009 PHI | 35.23 | -101.83 | 1102 | 14.8 | 1.7 | 4 | 8.4 | 13.8 | 18.6 | 23.4 | 25.9 | 24.7 | 20.6 | 14.7 | 7.8 | 2.7 | 18 | 19 | 27 | 34 | 46 | 53 | 50 | 38 | 28 | 24 | 18 | 16 | 63 | 69 | 91 | 108 | 113 | 114 | 120 | 107 | 91 | 85 | 60 | 56 | 156 | 134 | 135 | 104 | 83 | 74 | 82 | 96 | 120 | 152 | 143 | 147 | 63 | 69 | 96 | 106 | 115 | 123 | 119 | 114 | 93 | 85 | 62 | 54 | 92 | 106 | 152 | 183 | 205 | 214 | 216 | 194 | 157 | 134 | 94 | 82 | -7.8 | -5.8 | -3.6 | 0.2 | 6.5 | 12.3 | 14.1 | 14.5 | 11.2 | 4 | -1.9 | -6.4 | -26.6391 | -19.5405 | -11.3142 | -3.3473 | 4.6407 | 11.1417 | 13.5934 | 13.0694 | 6.9389 | -5.2258 | -16.7472 | -24.4606 | [29 empty] | 1.19 | 1.17 | 1.85 | 1.42 | 1.52 | Ende
| 8049.9067 | 8107.5246 | US0051a-Rosewell | - | - | - | US0051a |  | x | x | 0051a | US | New Mexico | Rosewell | Source: Meteonorm | 2009 PHI | 33.3 | -104.53 | 1133 | 13.8 | 4.2 | 6.9 | 11.2 | 16.1 | 20.9 | 25.5 | 27.1 | 25.8 | 22.6 | 16.8 | 10.3 | 4.9 | 20 | 21 | 29 | 33 | 48 | 60 | 54 | 40 | 31 | 26 | 20 | 19 | 57 | 77 | 101 | 119 | 131 | 136 | 129 | 118 | 106 | 81 | 70 | 58 | 154 | 146 | 148 | 109 | 83 | 71 | 76 | 93 | 118 | 144 | 154 | 148 | 71 | 74 | 105 | 112 | 116 | 122 | 118 | 107 | 97 | 91 | 65 | 58 | 101 | 121 | 175 | 198 | 225 | 229 | 222 | 202 | 168 | 142 | 107 | 92 | -5.5 | -4.6 | -3.8 | -1 | 3.8 | 9.7 | 13.7 | 14.1 | 11.5 | 4.8 | -2 | -5.9 | -14.7 | -13.1 | -10.9 | -6.9 | -0.5 | 4.8 | 9.7 | 10.9 | 5.9 | -0.7 | -9.2 | -14.2 | -3.0625 | 30 | 40 | 60 | 45 | 60 | 0.15106 | 30 | 40 | 55 | 40 | 60 | 32 | 90 | 190 | 160 | 200 | 370 | [11 empty] | 1.19 | 1.16 | 1.69 | 1.44 | 1.64 | Ende
| 6867.5512 | 6954.2564 | US0019a-Jacksonville | - | - | - | US0019a |  | x | x | 0019a | US | Florida | Jacksonville | Source: Meteonorm | 2009 PHI | 30.33 | -81.67 | 6 | 8.8 | 12.4 | 13.8 | 17.1 | 20.5 | 23.9 | 27 | 28.3 | 28 | 26.6 | 22.5 | 17.9 | 14 | 21 | 22 | 31 | 35 | 44 | 51 | 49 | 38 | 32 | 27 | 20 | 18 | 56 | 62 | 83 | 96 | 102 | 94 | 93 | 89 | 79 | 73 | 57 | 53 | 118 | 109 | 113 | 91 | 71 | 60 | 64 | 78 | 92 | 115 | 120 | 121 | 55 | 61 | 85 | 98 | 100 | 97 | 99 | 91 | 74 | 70 | 57 | 51 | 90 | 102 | 147 | 176 | 190 | 180 | 181 | 167 | 139 | 122 | 96 | 83 | 7.1 | 8.8 | 10.5 | 13.5 | 17.6 | 21 | 22.4 | 22.5 | 21.2 | 17 | 12.6 | 9.2 | -3.0042 | 0.11549 | 5.6281 | 10.7794 | 15.8382 | 19.6441 | 21.1952 | 20.911 | 18.7074 | 10.9882 | 4.1538 | -1.7125 | [29 empty] | 1.23 | 1.18 | 1.4 | 1.39 | 1.53 | Ende
| 7019.3167 | 7091.6771 | US0069a-Memphis | - | - | - | US0069a |  | x | x | 0069a | US | Tennessee | Memphis | Source: Meteonorm | 2009 PHI | 35.12 | -90 | 87 | 10.5 | 4.3 | 6.8 | 11.7 | 17.2 | 21.8 | 26.2 | 28.1 | 27.2 | 23.4 | 17.3 | 11.4 | 6.5 | 18 | 20 | 30 | 35 | 44 | 53 | 48 | 38 | 29 | 24 | 19 | 15 | 45 | 57 | 76 | 88 | 102 | 110 | 104 | 100 | 83 | 69 | 49 | 40 | 111 | 109 | 110 | 94 | 81 | 74 | 80 | 95 | 107 | 130 | 109 | 108 | 49 | 57 | 82 | 95 | 106 | 105 | 110 | 100 | 82 | 78 | 52 | 43 | 76 | 90 | 131 | 162 | 190 | 199 | 201 | 185 | 144 | 122 | 80 | 67 | -1.9 | -0.1 | 4.1 | 9.2 | 14.6 | 18.6 | 21 | 20.2 | 17.2 | 10.1 | 5 | 0.3 | -14.2229 | -10.6297 | -1.998 | 6.0014 | 12.5826 | 17.3006 | 19.8928 | 18.513 | 13.8708 | 3.0147 | -5.5406 | -11.7661 | -6.6031 | 20 | 40 | 85 | 40 | 60 | -6.0074 | 20 | 25 | 40 | 30 | 40 | 31 | 100 | 190 | 160 | 180 | 340 | [11 empty] | 1.22 | 1.18 | 1.83 | 1.5 | 1.79 | Ende
| 6426.3089 | 6508.1475 | US0045a-Charlotte | - | - | - | US0045a |  | x | x | 0045a | US | North Carolina | Charlotte | Source: Meteonorm | 2009 PHI | 35.22 | -80.85 | 210 | 11.4 | 4.3 | 6 | 10.6 | 15.4 | 19.9 | 24.3 | 26.3 | 25.7 | 22.4 | 16.4 | 11.2 | 6 | 18 | 20 | 29 | 34 | 44 | 50 | 46 | 39 | 31 | 25 | 19 | 16 | 48 | 56 | 77 | 93 | 98 | 99 | 101 | 91 | 80 | 73 | 52 | 45 | 115 | 109 | 116 | 98 | 79 | 71 | 74 | 88 | 101 | 131 | 118 | 113 | 47 | 60 | 80 | 93 | 103 | 100 | 100 | 97 | 81 | 71 | 53 | 44 | 77 | 92 | 135 | 165 | 186 | 188 | 189 | 172 | 141 | 120 | 83 | 69 | -2.6 | -1.9 | 2.4 | 6.4 | 12.7 | 17.2 | 19.4 | 19.2 | 16.1 | 9.7 | 4.2 | -0.4 | -15.3338 | -12.8042 | -4.1919 | 2.7093 | 10.4568 | 15.5267 | 18.1212 | 17.5123 | 12.662 | 1.7933 | -6.5379 | -13.6159 | -4.4007 | 20 | 60 | 115 | 60 | 90 | -1.483 | 35 | 35 | 40 | 35 | 50 | 30 | 100 | 180 | 180 | 190 | 330 | [11 empty] | 1.23 | 1.19 | 1.65 | 1.52 | 1.83 | Ende
| 6506.1852 | 6579.0143 | US0032a-Louisville | - | - | - | US0032a |  | x | x | 0032a | US | Kentucky | Louisville | Source: Meteonorm | 2009 PHI | 38.25 | -85.77 | 138 | 11 | -0.1 | 2.1 | 7.9 | 13.5 | 18.5 | 22.9 | 25.1 | 24.3 | 20.7 | 14.2 | 8.4 | 2.8 | 16 | 17 | 26 | 33 | 44 | 49 | 50 | 39 | 30 | 24 | 17 | 14 | 43 | 48 | 72 | 83 | 99 | 101 | 99 | 99 | 74 | 65 | 42 | 34 | 97 | 102 | 108 | 89 | 86 | 77 | 82 | 97 | 105 | 120 | 90 | 87 | 41 | 52 | 69 | 87 | 94 | 104 | 112 | 96 | 78 | 68 | 39 | 35 | 62 | 79 | 117 | 148 | 180 | 189 | 189 | 173 | 136 | 106 | 66 | 53 | -5.8 | -3.8 | 0.7 | 5.5 | 11.6 | 16.6 | 19 | 18.3 | 15.1 | 8 | 2.5 | -2.7 | -20.2538 | -15.3599 | -6.5767 | 1.6575 | 8.983 | 14.6035 | 17.1692 | 16.0227 | 11.2462 | 0.011366 | -7.3516 | -15.327 | -10.8781 | 20 | 40 | 85 | 35 | 55 | -7.8616 | 25 | 25 | 50 | 40 | 40 | 28 | 100 | 190 | 170 | 180 | 320 | [11 empty] | 1.22 | 1.19 | 1.72 | 1.54 | 1.96 | Ende
| 6729.701 | 6804.1741 | US0070a-Nashville | - | - | - | US0070a |  | x | x | 0070a | US | Tennessee | Nashville | Source: Meteonorm | 2009 PHI | 36.2 | -86.77 | 148 | 11.1 | 2.6 | 5.1 | 10.5 | 15.6 | 20.3 | 24.7 | 26.8 | 26.1 | 22.5 | 16.3 | 10.4 | 5.1 | 17 | 19 | 29 | 35 | 45 | 48 | 52 | 37 | 31 | 24 | 17 | 15 | 37 | 47 | 74 | 93 | 99 | 101 | 100 | 94 | 76 | 71 | 42 | 36 | 89 | 92 | 100 | 95 | 82 | 71 | 79 | 89 | 98 | 122 | 89 | 86 | 40 | 49 | 69 | 88 | 106 | 105 | 103 | 94 | 81 | 69 | 40 | 36 | 64 | 79 | 119 | 157 | 183 | 189 | 186 | 173 | 134 | 116 | 68 | 56 | -3.1 | -1.4 | 2.7 | 7.3 | 13.3 | 17.6 | 19.9 | 19.3 | 16.2 | 9.1 | 4.1 | -0.5 | -13.6018 | -10.9712 | -3.3587 | 3.729 | 11.0398 | 16.0691 | 18.5431 | 17.6206 | 12.6683 | 2.2274 | -4.6462 | -12.8808 | [29 empty] | 1.23 | 1.19 | 1.77 | 1.54 | 1.89 | Ende
| 6766.0467 | 6845.9564 | US0023a-Atlanta | - | - | - | US0023a |  | x | x | 0023a | US | Georgia | Atlanta | Source: Meteonorm | 2009 PHI | 33.83 | -84.4 | 279 | 10.8 | 4.8 | 7 | 11.8 | 16.5 | 20.6 | 24.7 | 26.1 | 25.7 | 22.5 | 16.6 | 11.6 | 6.8 | 20 | 21 | 27 | 36 | 45 | 51 | 48 | 39 | 31 | 25 | 20 | 17 | 52 | 57 | 80 | 95 | 104 | 100 | 101 | 93 | 82 | 79 | 55 | 47 | 116 | 109 | 117 | 97 | 79 | 67 | 74 | 89 | 102 | 135 | 120 | 112 | 51 | 60 | 82 | 97 | 106 | 107 | 99 | 99 | 84 | 74 | 54 | 45 | 80 | 96 | 139 | 169 | 194 | 193 | 190 | 177 | 146 | 125 | 88 | 74 | -0.1 | 1.5 | 3.8 | 8.6 | 14 | 18.2 | 19.9 | 19.5 | 16.2 | 10.2 | 5.2 | 1.1 | -13.6442 | -8.8611 | -2.4907 | 5.1851 | 11.74 | 16.5343 | 18.4074 | 17.6505 | 12.546 | 2.5453 | -5.8465 | -11.0275 | -3.5727 | 40 | 40 | 45 | 40 | 60 | -3.0848 | 30 | 55 | 90 | 55 | 80 | 30 | 100 | 190 | 150 | 180 | 350 | [11 empty] | 1.24 | 1.19 | 1.69 | 1.48 | 1.76 | Ende
| 5982.9879 | 6067.5608 | US0081a-Virginia Beach | - | - | - | US0081a |  | x | x | 0081a | US | Virginia | Virginia Beach | Source: Meteonorm | 2009 PHI | 36.85 | -75.98 | 0 | 8.8 | 4.8 | 5.6 | 9 | 13.1 | 17.8 | 22.3 | 24.9 | 24.6 | 22.1 | 16.5 | 11.7 | 7.4 | 16 | 20 | 28 | 32 | 46 | 52 | 48 | 38 | 31 | 23 | 17 | 15 | 44 | 55 | 77 | 84 | 93 | 99 | 99 | 89 | 78 | 67 | 47 | 40 | 109 | 102 | 108 | 94 | 83 | 74 | 76 | 90 | 103 | 119 | 112 | 102 | 45 | 54 | 78 | 89 | 104 | 103 | 99 | 92 | 77 | 66 | 50 | 39 | 69 | 85 | 126 | 154 | 178 | 184 | 181 | 167 | 135 | 108 | 75 | 62 | -2.3 | -1.7 | 2.1 | 6.2 | 12.4 | 17.1 | 19.9 | 19.7 | 16.7 | 10.6 | 5.3 | 0.4 | -14.9787 | -12.5465 | -4.98 | 2.1868 | 9.4925 | 14.7338 | 18.0168 | 17.4428 | 12.9247 | 2.8629 | -5.7991 | -12.1227 | [29 empty] | 1.22 | 1.18 | 1.5 | 1.57 | 1.88 | Ende
| 7136.3741 | 7228.9984 | US0020a-Miami | - | - | - | US0020a |  | x | x | 0020a | US | Florida | Miami | Source: Meteonorm | 2009 PHI | 25.87 | -80.25 | 2 | 7.1 | 18.6 | 19.6 | 22.1 | 24.4 | 26.5 | 28 | 28.5 | 28.3 | 27.4 | 25.2 | 22.5 | 19.7 | 23 | 25 | 32 | 36 | 48 | 49 | 52 | 42 | 33 | 30 | 24 | 22 | 64 | 65 | 88 | 94 | 94 | 87 | 91 | 89 | 78 | 75 | 63 | 56 | 131 | 114 | 109 | 84 | 63 | 51 | 60 | 71 | 86 | 111 | 122 | 130 | 63 | 72 | 87 | 97 | 97 | 83 | 94 | 92 | 79 | 75 | 64 | 61 | 109 | 118 | 159 | 180 | 184 | 168 | 181 | 173 | 147 | 134 | 109 | 102 | 14 | 14.2 | 15.8 | 17 | 19.8 | 22.1 | 22.7 | 23 | 22.6 | 20.3 | 17.5 | 15 | 5.053 | 7.2447 | 11.7321 | 15.0625 | 18.5791 | 21.0833 | 21.5816 | 21.5929 | 20.0091 | 15.6337 | 9.6139 | 6.1118 | 14.0771 | 30 | 50 | 70 | 45 | 75 | 14.779 | 30 | 50 | 80 | 50 | 75 | 33 | 110 | 190 | 140 | 160 | 320 | [11 empty] | 1.22 | 1.18 | 0.88 | 1.37 | 1.42 | Ende
| 6238.8568 | 6322.2217 | US0046a-Raleigh | - | - | - | US0046a |  | x | x | 0046a | US | North Carolina | Raleigh | Source: Meteonorm | 2009 PHI | 35.77 | -78.63 | 82 | 11.8 | 4.1 | 5.8 | 10.3 | 15.3 | 19.7 | 23.7 | 25.8 | 25.2 | 21.8 | 15.7 | 10.7 | 6 | 17 | 20 | 29 | 35 | 44 | 52 | 48 | 39 | 31 | 25 | 19 | 16 | 45 | 55 | 74 | 95 | 100 | 101 | 98 | 94 | 79 | 69 | 49 | 44 | 120 | 107 | 118 | 99 | 78 | 73 | 76 | 88 | 102 | 126 | 116 | 113 | 51 | 55 | 85 | 91 | 104 | 103 | 104 | 93 | 83 | 72 | 55 | 46 | 76 | 91 | 135 | 164 | 186 | 190 | 188 | 169 | 139 | 117 | 81 | 68 | -2.8 | -2 | 2.1 | 6.3 | 12.9 | 17.4 | 19.8 | 19.6 | 16.3 | 9.6 | 4.1 | -0.5 | -16.8789 | -12.2338 | -4.6524 | 2.7492 | 10.5739 | 15.5045 | 18.1631 | 17.5531 | 12.5751 | 1.5727 | -6.8531 | -14.4468 | [29 empty] | 1.23 | 1.18 | 1.57 | 1.56 | 1.88 | Ende
| 7119.8839 | 7208.0776 | US0022a-Tampa | - | - | - | US0022a |  | x | x | 0022a | US | Florida | Tampa | Source: Meteonorm | 2009 PHI | 28.01 | -82.63 | 4 | 8.2 | 15.1 | 16.1 | 19.2 | 22 | 25.4 | 27.7 | 28.1 | 28.1 | 27.1 | 23.7 | 19.6 | 16.5 | 21 | 22 | 31 | 35 | 48 | 51 | 50 | 42 | 33 | 28 | 21 | 21 | 59 | 63 | 86 | 97 | 105 | 92 | 92 | 86 | 77 | 79 | 61 | 56 | 127 | 113 | 115 | 89 | 68 | 57 | 61 | 75 | 91 | 123 | 130 | 127 | 59 | 66 | 88 | 102 | 107 | 94 | 94 | 90 | 80 | 79 | 63 | 57 | 99 | 112 | 156 | 185 | 199 | 183 | 180 | 169 | 147 | 137 | 106 | 94 | 10.7 | 11.5 | 13.4 | 15.7 | 18.9 | 21.8 | 22.9 | 22.9 | 22 | 18.5 | 14.8 | 12.3 | 0.9831 | 3.716 | 8.7145 | 13.105 | 17.4227 | 20.5731 | 21.5783 | 21.3758 | 19.1973 | 12.8069 | 5.5812 | 1.5472 | [29 empty] | 1.23 | 1.18 | 1.27 | 1.36 | 1.48 | Ende
| 6954.7307 | 7032.3895 | US0001a-Birmingham | - | - | - | US0001a |  | x | x | 0001a | US | Alabama | Birmingham | Source: Meteonorm | 2009 PHI | 33.5 | -86.92 | 169 | 10.9 | 5.4 | 7.7 | 12.4 | 16.8 | 20.9 | 24.7 | 26.7 | 26.2 | 23.1 | 17 | 11.8 | 7.4 | 20 | 21 | 30 | 33 | 47 | 50 | 48 | 39 | 32 | 24 | 20 | 17 | 47 | 58 | 77 | 91 | 104 | 100 | 98 | 93 | 84 | 73 | 50 | 44 | 109 | 106 | 109 | 90 | 78 | 66 | 71 | 87 | 101 | 130 | 113 | 108 | 51 | 57 | 80 | 94 | 100 | 101 | 97 | 100 | 80 | 74 | 52 | 45 | 79 | 93 | 134 | 163 | 186 | 186 | 183 | 174 | 142 | 124 | 85 | 72 | -0.2 | 0.9 | 4.9 | 9.2 | 14.4 | 18.4 | 20.5 | 20.2 | 17.2 | 10.7 | 6 | 1.8 | -12.1348 | -8.745 | -0.69646 | 6.0656 | 12.2166 | 16.7275 | 19.0786 | 18.3234 | 13.6958 | 3.8254 | -4.3431 | -10.0224 | [29 empty] | 1.23 | 1.18 | 1.76 | 1.49 | 1.75 | Ende
| 6999.2591 | 7088.1486 | US0021a-Orlando | - | - | - | US0021a |  | x | x | 0021a | US | Florida | Orlando | Source: Meteonorm | 2009 PHI | 28.5 | -81.42 | 33 | 8.7 | 15.5 | 16.4 | 19.6 | 21.9 | 25.1 | 27.4 | 28.1 | 28.4 | 27.4 | 24.2 | 20.2 | 16.8 | 23 | 23 | 29 | 35 | 48 | 52 | 50 | 41 | 33 | 28 | 21 | 19 | 62 | 72 | 93 | 102 | 111 | 97 | 95 | 90 | 82 | 82 | 72 | 64 | 135 | 129 | 124 | 94 | 72 | 60 | 65 | 80 | 99 | 135 | 154 | 156 | 63 | 70 | 96 | 108 | 110 | 97 | 99 | 94 | 88 | 84 | 68 | 63 | 104 | 120 | 167 | 193 | 210 | 190 | 189 | 180 | 157 | 144 | 120 | 106 | 9.8 | 10.9 | 12.7 | 14.8 | 18.2 | 21.3 | 22.5 | 22.7 | 21.9 | 18.4 | 14.5 | 11.7 | -0.83223 | 2.3132 | 7.7839 | 12.1634 | 16.7272 | 19.9841 | 21.2017 | 21.2321 | 19.0352 | 12.2796 | 4.2206 | -0.77177 | [29 empty] | 1.22 | 1.17 | 1.17 | 1.36 | 1.48 | Ende
| 6324.026 | 6405.3324 | US0047a-Winston-Salem | - | - | - | US0047a |  | x | x | 0047a | US | North Carolina | Winston-Salem | Source: Meteonorm | 2009 PHI | 36.08 | -80.3 | 246 | 9.9 | 3.3 | 5.1 | 10.1 | 15 | 19.8 | 23.7 | 25.7 | 25.2 | 21.6 | 15.7 | 10.4 | 5.3 | 17 | 20 | 29 | 32 | 46 | 51 | 47 | 40 | 29 | 23 | 18 | 16 | 50 | 55 | 80 | 91 | 102 | 100 | 100 | 93 | 83 | 71 | 51 | 42 | 115 | 105 | 117 | 96 | 83 | 71 | 77 | 90 | 107 | 128 | 114 | 109 | 46 | 56 | 79 | 90 | 104 | 104 | 100 | 99 | 81 | 73 | 52 | 43 | 74 | 90 | 134 | 162 | 184 | 187 | 187 | 171 | 138 | 116 | 79 | 66 | -3.7 | -2.9 | 1.4 | 5.7 | 12.3 | 17 | 19.4 | 19 | 15.4 | 8.7 | 3.2 | -1.4 | -17.2965 | -13.2964 | -5.5212 | 2.2715 | 9.9956 | 15.2212 | 17.9034 | 16.983 | 11.6595 | 0.51675 | -8.5113 | -14.706 | [29 empty] | 1.23 | 1.19 | 1.65 | 1.55 | 1.9 | Ende
| 7257.926 | 7333.4532 | US0044a-Jackson | - | - | - | US0044a |  | x | x | 0044a | US | Mississippi | Jackson | Source: Meteonorm | 2009 PHI | 32.33 | -90.18 | 92 | 11.7 | 6.7 | 8.8 | 13.7 | 18.1 | 22.2 | 26 | 27.5 | 27.2 | 24.4 | 18.2 | 13.2 | 8.8 | 20 | 22 | 30 | 36 | 46 | 53 | 48 | 39 | 30 | 25 | 20 | 17 | 50 | 58 | 77 | 91 | 102 | 103 | 98 | 94 | 83 | 76 | 53 | 46 | 108 | 103 | 112 | 92 | 77 | 66 | 71 | 85 | 103 | 129 | 117 | 112 | 49 | 55 | 85 | 95 | 103 | 103 | 98 | 98 | 85 | 77 | 54 | 50 | 81 | 96 | 139 | 165 | 190 | 192 | 190 | 180 | 148 | 130 | 89 | 75 | 2.4 | 3.4 | 7.6 | 12.1 | 16.3 | 19.9 | 21.7 | 21.5 | 18.8 | 12.3 | 8.1 | 4.2 | -8.4938 | -5.3296 | 1.8341 | 8.8214 | 14.207 | 18.2786 | 20.3754 | 19.6481 | 15.6175 | 5.3784 | -1.8654 | -7.9086 | [29 empty] | 1.23 | 1.18 | 1.77 | 1.44 | 1.68 | Ende
| 6644.5029 | 6727.4633 | US0024a-Augusta | - | - | - | US0024a |  | x | x | 0024a | US | Georgia | Augusta | Source: Meteonorm | 2009 PHI | 33.367 | -81.967 | 45 | 12.6 | 6.6 | 8.6 | 13.1 | 17.1 | 21.5 | 25.3 | 27.1 | 26.5 | 23.6 | 17.7 | 12.8 | 8.4 | 20 | 20 | 30 | 35 | 47 | 52 | 49 | 40 | 31 | 26 | 19 | 18 | 50 | 62 | 81 | 95 | 101 | 100 | 100 | 92 | 84 | 74 | 58 | 48 | 113 | 118 | 113 | 95 | 80 | 68 | 72 | 86 | 103 | 129 | 124 | 116 | 50 | 61 | 80 | 95 | 103 | 105 | 103 | 91 | 82 | 75 | 57 | 49 | 81 | 98 | 140 | 171 | 190 | 190 | 189 | 171 | 144 | 126 | 89 | 75 | 0.2 | 1.1 | 5.1 | 9 | 14.6 | 18.5 | 20.6 | 20.6 | 17.7 | 11.2 | 6.3 | 2.4 | -10.843 | -9.3973 | -0.28861 | 5.8532 | 12.5361 | 17.042 | 19.3175 | 18.8066 | 14.4742 | 3.8594 | -5.19 | -10.3193 | [29 empty] | 1.23 | 1.18 | 1.6 | 1.47 | 1.71 | Ende
| 6554.3287 | 6639.7792 | US0067a-Charleston | - | - | - | US0067a |  | x | x | 0067a | US | South Carolina | Charleston | Source: Meteonorm | 2009 PHI | 32.9 | -80.033 | 21 | 9.7 | 8.8 | 10.3 | 14.5 | 18.3 | 22.7 | 25.7 | 27.5 | 27 | 24.7 | 19.3 | 14.7 | 10.7 | 19 | 21 | 28 | 34 | 45 | 52 | 48 | 39 | 30 | 27 | 20 | 18 | 48 | 59 | 82 | 96 | 100 | 100 | 98 | 92 | 74 | 74 | 58 | 47 | 118 | 112 | 119 | 97 | 76 | 67 | 71 | 83 | 100 | 126 | 124 | 118 | 53 | 59 | 86 | 100 | 106 | 100 | 102 | 94 | 88 | 71 | 58 | 50 | 84 | 99 | 144 | 176 | 193 | 186 | 189 | 169 | 141 | 125 | 91 | 78 | 2.2 | 3 | 7.1 | 10.7 | 16.1 | 19.8 | 21.7 | 21.7 | 19.2 | 13.3 | 8.6 | 4.4 | -9.0042 | -6.0281 | 1.1202 | 7.5356 | 14.209 | 18.0574 | 20.3461 | 19.8957 | 15.8291 | 6.4845 | -2.7309 | -7.8793 | [29 empty] | 1.23 | 1.18 | 1.53 | 1.47 | 1.65 | Ende
| 5257.1125 | 5333.028 | US0086a-Burlington | - | - | - | US0086a |  | x | x | 0086a | US | Vermont | Burlington | Source: TMY3. | 2014 PHI | 44.47 | -73.15 | 101 | 10.3 | -7.2 | -5.6 | -0.5 | 7.8 | 13.8 | 19.3 | 21.1 | 19.8 | 15.1 | 8.7 | 2.8 | -1.5 | 19 | 19 | 26 | 35 | 46 | 53 | 52 | 40 | 30 | 23 | 15 | 11 | 38 | 46 | 67 | 95 | 99 | 105 | 104 | 97 | 69 | 54 | 32 | 26 | 81 | 91 | 102 | 103 | 92 | 86 | 93 | 106 | 100 | 101 | 73 | 65 | 40 | 41 | 72 | 89 | 96 | 102 | 105 | 101 | 68 | 54 | 34 | 24 | 53 | 68 | 104 | 144 | 166 | 181 | 183 | 164 | 115 | 81 | 48 | 34 | -11.1 | -11.3 | -6.8 | -1.1 | 5.7 | 12.9 | 14.3 | 13.9 | 10 | 3.4 | -2.8 | -7.1 | -18.9 | -18.2 | -12.3 | -3.8 | 3.8 | 10.6 | 12.1 | 11.5 | 6.8 | -1 | -7.4 | -12.7 | -18.5 | 20 | 80 | 160 | 65 | 75 | -16.3 | 15 | 25 | 65 | 35 | 40 | 29.3 | 85 | 235 | 175 | 220 | 335 | 21.9 | 21.9 | 55 | 180 | 230 | 160 | 255 | 17 | -20.1 | 29.3 | 4.2 | 1.17 | 1.15 | 1.53 | 1.3 | 1.56 | Ende
| 5935.6748 | 5997.6507 | US0087a-Beaver Island | - | - | - | US0087a |  | x | x | 0087a | US | Michigan | Beaver Island | Source: Meteonorm V7 Interpolation (User Defined Site). Use carefully. PHI December 2013. | 2013 PHI. Compared with satellite and TMY data of the region. Longterm locally measured data not available. Load data: EOSWEB (on the safe side) | 45.67 | -85.53 | 208 | 10.6 | -6.6 | -6.5 | -2.3 | 4.8 | 10.5 | 16.3 | 18.8 | 18.5 | 14.9 | 8 | 2.7 | -3.9 | 12 | 16 | 26 | 34 | 45 | 54 | 51 | 38 | 28 | 20 | 12 | 10 | 30 | 46 | 73 | 84 | 104 | 118 | 114 | 99 | 72 | 45 | 27 | 24 | 90 | 109 | 119 | 98 | 95 | 92 | 98 | 104 | 104 | 88 | 70 | 74 | 34 | 49 | 71 | 83 | 104 | 113 | 114 | 96 | 74 | 49 | 31 | 24 | 44 | 69 | 112 | 136 | 176 | 195 | 193 | 161 | 116 | 72 | 42 | 36 | -9.9 | -10.1 | -6.7 | -1.6 | 4.3 | 11.1 | 13.7 | 13.9 | 10.8 | 4.3 | -0.8 | -7 | -21.4 | -22 | -16.9 | -10 | -2.8 | 3.7 | 7.6 | 7.9 | 4.8 | -2.3 | -8.9 | -16.6 | -17 | 15 | 31 | 78 | 31 | 56 | -12.5 | 10 | 11 | 22 | 11 | 26 | 25.7 | 95 | 205 | 189 | 205 | 355 |  | 23.6 | 65 | 174 | 255 | 174 | 275 |  |  |  |  | 1.17 | 1.15 | 1.59 | 1.17 | 1.48 | Ende
| 6006.7401 | 6070.1975 | US0088a-Traverse City | - | - | - | US0088a |  | x | x | 0088a | US | Michigan | Traverse City | Source: TMY3 (Category I) | 2014 PHI | 44.73 | -85.58 | 188 | 12.1 | -5.9 | -5.5 | -0.7 | 5.8 | 12.6 | 17.3 | 21.3 | 19.3 | 16.2 | 8.9 | 2.5 | -4.2 | 17 | 23 | 30 | 33 | 46 | 50 | 50 | 39 | 27 | 22 | 16 | 15 | 30 | 44 | 73 | 76 | 103 | 105 | 113 | 85 | 71 | 46 | 28 | 22 | 62 | 82 | 109 | 94 | 98 | 90 | 93 | 97 | 106 | 91 | 60 | 44 | 29 | 42 | 64 | 82 | 104 | 108 | 106 | 89 | 76 | 53 | 29 | 23 | 47 | 69 | 108 | 129 | 180 | 189 | 187 | 151 | 114 | 74 | 44 | 36 | -9.7 | -9.2 | -6.2 | -1.9 | 5.5 | 10.9 | 15.3 | 13.2 | 10.3 | 3 | -1.1 | -8 | -16.5 | -16.4 | -12.3 | -5.6 | 1.7 | 7.2 | 11.9 | 11.1 | 6.6 | -1.4 | -6.9 | -14.1 | -15 | 20 | 45 | 110 | 45 | 55 | -10.7 | 15 | 25 | 40 | 20 | 35 | 28.2 | 85 | 215 | 170 | 210 | 355 | 22.5 | 22.8 | 50 | 190 | 230 | 175 | 250 | 17 | -14.9 | 28.2 | 3.9 | 1.18 | 1.16 | 1.6 | 1.24 | 1.62 | Ende
| 5539.9535 | 5618.9851 | US0090a-South Fallsburg | - | - | - | US0090a |  | x | x | 0090a | US | New York | South Fallsburg | Source: EOSWEB (Dew Point = TMY3) | 2012 PHI | 41.7 | -74.6 | 386 | 10.4 | -5 | -3.5 | 1.1 | 7.8 | 14.4 | 19.7 | 22.1 | 21 | 16.9 | 10.1 | 4.1 | -2.2 | 16 | 19 | 27 | 32 | 41 | 45 | 45 | 38 | 28 | 22 | 16 | 14 | 34 | 46 | 64 | 72 | 84 | 86 | 90 | 83 | 70 | 54 | 34 | 30 | 86 | 101 | 105 | 88 | 81 | 76 | 84 | 94 | 105 | 110 | 83 | 80 | 35 | 46 | 64 | 73 | 84 | 86 | 90 | 83 | 70 | 54 | 35 | 30 | 54 | 77 | 111 | 132 | 158 | 165 | 174 | 153 | 123 | 90 | 56 | 47 | -7.5 | -10.2 | -8.3 | 2.7 | 5.5 | 12.3 | 15.5 | 14.3 | 11.8 | 3.7 | -1.8 | -9 | -15.2 | -14.4 | -10.2 | -4.2 | 2.8 | 8.8 | 11.8 | 10.8 | 5.8 | -1.2 | -6.2 | -13.2 | -10.6 | 20 | 49 | 141 | 50 | 83 | -4.3 | 15 | 20 | 44 | 24 | 43 | 26.7 | 86 | 186 | 170 | 186 | 336 | [11 empty] | 1.2 | 1.17 | 1.55 | 1.5 | 1.85 | Ende
| 8171.3683 | 8194.6873 | US0091a-Medford | - | - | - | US0091a |  | x | x | 0091a | US | Oregon | Medford | Temp: 1981-2010 US Normals Data. Other: Meteonorm. Load data derived by PHI. | 2015 PHI | 42.38 | -122.87 | 395 | 18.1 | 4.6 | 6.8 | 9.1 | 11.6 | 15.4 | 19.3 | 23.4 | 23.2 | 19.3 | 13.3 | 7.1 | 4.1 | 13 | 18 | 27 | 34 | 49 | 55 | 52 | 37 | 28 | 21 | 15 | 12 | 35 | 44 | 66 | 95 | 124 | 137 | 134 | 122 | 95 | 69 | 34 | 25 | 89 | 96 | 106 | 105 | 100 | 95 | 101 | 124 | 132 | 141 | 79 | 65 | 37 | 46 | 72 | 90 | 115 | 125 | 126 | 122 | 94 | 74 | 35 | 27 | 51 | 71 | 110 | 154 | 200 | 228 | 225 | 204 | 150 | 107 | 53 | 39 | 1 | 1.1 | 2.4 | 3.5 | 5.9 | 8 | 9.8 | 8.9 | 6.6 | 5 | 3.1 | 1.5 | -7.3 | -6 | -4.9 | -3.3 | -0.8 | 2 | 5.6 | 4.4 | 1.1 | -1.8 | -3.6 | -5.7 | -2.1 | 20 | 35 | 85 | 50 | 55 | 2.9 | 15 | 20 | 25 | 20 | 30 | 29 | 95 | 215 | 170 | 225 | 365 | 13.1 | 23 | 60 | 185 | 265 | 205 | 300 | 13 |  |  |  | 1.27 | 1.27 | 1.69 | 0.81 | 0.69 | Ende
| 7667.3594 | 7714.9437 | US0092a-Aspen | - | - | - | US0092a |  | x | x | 0092a | US | Colorado | Aspen | Source: Meteonorm7. Load data derived by PHI. | 2015 PHI. | 39.21 | -106.86 | 2382 | 16.3 | -6.4 | -4.8 | -0.4 | 5.1 | 10.1 | 14.7 | 18.1 | 16.3 | 11.8 | 5.7 | -1.3 | -6.9 | 17 | 20 | 29 | 36 | 50 | 61 | 57 | 39 | 30 | 25 | 18 | 16 | 53 | 61 | 92 | 107 | 124 | 143 | 142 | 126 | 111 | 82 | 54 | 50 | 141 | 129 | 140 | 107 | 93 | 89 | 97 | 116 | 141 | 161 | 125 | 146 | 56 | 62 | 98 | 98 | 118 | 133 | 132 | 125 | 109 | 89 | 51 | 50 | 78 | 96 | 148 | 170 | 204 | 237 | 236 | 213 | 172 | 131 | 79 | 74 | -11.4 | -10.6 | -8 | -6.1 | -2.5 | 0.1 | 4.4 | 4.6 | 0.5 | -3.9 | -8 | -11.3 | -23.9 | -22 | -19.1 | -14.5 | -10.5 | -7.5 | -1.9 | -1.8 | -7.9 | -12.7 | -18.3 | -23.1 | -13.3 | 15 | 85 | 210 | 85 | 125 | -11 | 20 | 25 | 50 | 30 | 45 | 22.6 | 100 | 235 | 175 | 220 | 385 | 8.5 | 19 | 55 | 205 | 280 | 185 | 295 | 10 |  |  |  | 1.22 | 1.22 | 1.95 | 1.3 | 1.03 | Ende
| 5636.3767 | 5710.2224 | US0056b-Rochester | - | - | - | US0056b |  | x | x | 0056b | US | New York | Rochester | Temp = Normals Data 1981-2010. Radiation & Load data based on TMY3 (Class I). | 2015 PHI | 43.12 | -77.68 | 163 | 11.18 | -4.1 | -3.1 | 1.3 | 7.9 | 13.9 | 19 | 21.6 | 20.7 | 16.6 | 10.3 | 4.7 | -1.1 | 15 | 22 | 29 | 34 | 47 | 51 | 52 | 41 | 28 | 22 | 16 | 16 | 30 | 48 | 69 | 81 | 96 | 102 | 108 | 98 | 73 | 61 | 32 | 28 | 71 | 77 | 99 | 94 | 91 | 84 | 91 | 100 | 104 | 99 | 68 | 60 | 30 | 40 | 64 | 86 | 102 | 106 | 110 | 96 | 80 | 59 | 37 | 29 | 47 | 66 | 107 | 137 | 174 | 184 | 189 | 160 | 118 | 80 | 46 | 42 | -7.5 | -8.8 | -3.1 | 2.4 | 8.5 | 13.4 | 17 | 16.4 | 13.1 | 6.2 | 0.9 | -4.5 | [12 empty] | -13.4 | 20 | 30 | 90 | 40 | 60 | -10.8 | 20 | 40 | 70 | 30 | 60 | 28.4 | 80 | 200 | 210 | 210 | 345 | 23.1 | 24.2 | 55 | 175 | 220 | 190 | 295 | 20 |  |  |  | 1.19 | 1.16 | 1.55 | 1.39 | 1.76 | Ende
| 7732.294 | 7780.5927 | US0094a-Gunnison | - | - | - | US0094a |  | x | x | 0094a | US | Colorado | Gunnison | Temp: 1981-2010 US Normals Data. Other: Meteonorm. Load data derived by PHI. | 2015 PHI | 38.53 | -106.97 | 2324 | 19.98 | -12.7 | -9.3 | -2 | 3.5 | 8.5 | 12.9 | 16.2 | 15.2 | 10.6 | 4.6 | -3.1 | -10.6 | 18 | 21 | 29 | 37 | 49 | 60 | 56 | 40 | 30 | 25 | 17 | 16 | 48 | 57 | 83 | 98 | 117 | 136 | 136 | 124 | 109 | 78 | 48 | 46 | 125 | 115 | 124 | 98 | 87 | 85 | 92 | 110 | 136 | 147 | 112 | 127 | 54 | 57 | 87 | 87 | 111 | 131 | 129 | 118 | 104 | 82 | 50 | 47 | 74 | 90 | 135 | 156 | 193 | 229 | 229 | 205 | 169 | 125 | 73 | 70 | -16.5 | -13.8 | -9.1 | -7.4 | -3.9 | -1.1 | 3.8 | 3.8 | -0.6 | -5.4 | -10 | -15.8 | -30.5 | -26.4 | -20 | -15.5 | -11.5 | -8.7 | -2.5 | -2.5 | -8.9 | -14 | -20.4 | -28.5 | -18.1 | 20 | 45 | 125 | 60 | 65 | -17.1 | 25 | 40 | 75 | 40 | 65 | 21.1 | 105 | 235 | 185 | 230 | 375 | 8.9 | 17.3 | 55 | 200 | 250 | 195 | 315 | 8 |  |  |  | 1.22 | 1.22 | 1.94 | 1.3 | 1.07 | Ende
| - | - | ------ | - | - | - | - |  | - | [141 empty] | Ende
| - | - | ------ | - | - | - | - |  | - | [141 empty] | Ende
| - | - | ------ | - | - | - | - |  | - | [141 empty] | Ende
| - | - | ------ | - | - | - | - |  | - | [141 empty] | Ende
| - | - | ------ | - | - | - | - |  | - | [141 empty] | Ende
| - | - | ------ | - | - | - | - |  | - | [141 empty] | Ende
| - | - | ------ | - | - | - | - |  | - | [141 empty] | Ende
| - | - | ------ | - | - | - | - |  | - | [141 empty] | Ende
| - | - | ------ | - | - | - | - |  | - | [141 empty] | Ende
| - | - | ------ | - | - | - | - |  | - | [141 empty] | Ende
| - | - | ------ | - | - | - | - |  | - | [141 empty] | Ende
| - | - | ------ | - | - | - | - |  | - | [141 empty] | Ende
| - | - | ------ | - | - | - | - |  | - | [141 empty] | Ende
| - | - | ------ | - | - | - | - |  | - | [141 empty] | Ende
| - | - | ------ | - | - | - | - |  | - | [141 empty] | Ende
| - | - | ------ | - | - | - | - |  | - | [141 empty] | Ende
| - | - | ------ | - | - | - | - |  | - | [141 empty] | Ende
| - | - | ------ | - | - | - | - |  | - | [141 empty] | Ende
| - | - | ------ | - | - | - | - |  | - | [141 empty] | Ende
| - | - | ------ | - | - | - | - |  | - | [141 empty] | Ende
| - | - | ------ | - | - | - | - |  | - | [141 empty] | Ende
| - | - | ------ | - | - | - | - |  | - | [141 empty] | Ende
| - | - | ------ | - | - | - | - |  | - | [141 empty] | Ende
| - | - | ------ | - | - | - | - |  | - | [141 empty] | Ende
| - | - | ------ | - | - | - | - |  | - | [141 empty] | Ende
| - | - | ------ | - | - | - | - |  | - | [141 empty] | Ende
| - | - | ------ | - | - | - | - |  | - | [141 empty] | Ende
| - | - | ------ | - | - | - | - |  | - | [141 empty] | Ende
| - | - | ------ | - | - | - | - |  | - | [141 empty] | Ende
| - | - | ------ | - | - | - | - |  | - | [141 empty] | Ende
| - | - | ------ | - | - | - | - |  | - | [141 empty] | Ende
| - | - | ------ | - | - | - | - |  | - | [141 empty] | Ende
| - | - | ------ | - | - | - | - |  | - | [141 empty] | Ende
| - | - | ------ | - | - | - | - |  | - | [141 empty] | Ende
| - | - | ------ | - | - | - | - |  | - | [141 empty] | Ende
| - | - | ------ | - | - | - | - |  | - | [141 empty] | Ende
| - | - | ------ | - | - | - | - |  | - | [141 empty] | Ende
| - | - | ------ | - | - | - | - |  | - | [141 empty] | Ende
| - | - | ------ | - | - | - | - |  | - | [141 empty] | Ende
| - | - | ------ | - | - | - | - |  | - | [141 empty] | Ende
| - | - | ------ | - | - | - | - |  | - | [141 empty] | Ende
| - | - | ------ | - | - | - | - |  | - | [141 empty] | Ende
| - | - | ------ | - | - | - | - |  | - | [141 empty] | Ende
| - | - | ------ | - | - | - | - |  | - | [141 empty] | Ende
| - | - | ------ | - | - | - | - |  | - | [141 empty] | Ende
| - | - | ------ | - | - | - | - |  | - | [141 empty] | Ende
| - | - | ------ | - | - | - | - |  | - | [141 empty] | Ende
| - | - | ------ | - | - | - | - |  | - | [141 empty] | Ende
| - | - | ------ | - | - | - | - |  | - | [141 empty] | Ende
| - | - | ------ | - | - | - | - |  | - | [141 empty] | Ende
| - | - | ------ | - | - | - | - |  | - | [141 empty] | Ende
| - | - | ------ | - | - | - | - |  | - | [141 empty] | Ende
| - | - | ------ | - | - | - | - |  | - | [141 empty] | Ende
| - | - | ------ | - | - | - | - |  | - | [141 empty] | Ende
| - | - | ------ | - | - | - | - |  | - | [141 empty] | Ende
| - | - | ------ | - | - | - | - |  | - | [141 empty] | Ende
| - | - | ------ | - | - | - | - |  | - | [141 empty] | Ende
| - | - | ------ | - | - | - | - |  | - | [141 empty] | Ende
| - | - | ------ | - | - | - | - |  | - | [141 empty] | Ende
| - | - | ------ | - | - | - | - |  | - | [141 empty] | Ende
| - | - | ------ | - | - | - | - |  | - | [141 empty] | Ende
| - | - | ------ | - | - | - | - |  | - | [141 empty] | Ende
| - | - | ------ | - | - | - | - |  | - | [141 empty] | Ende
| - | - | ------ | - | - | - | - |  | - | [141 empty] | Ende
| - | - | ------ | - | - | - | - |  | - | [141 empty] | Ende
| - | - | ------ | - | - | - | - |  | - | [141 empty] | Ende
| - | - | ------ | - | - | - | - |  | - | [141 empty] | Ende
| - | - | ------ | - | - | - | - |  | - | [141 empty] | Ende
| - | - | ------ | - | - | - | - |  | - | [141 empty] | Ende
| - | - | ------ | - | - | - | - |  | - | [141 empty] | Ende
| - | - | ------ | - | - | - | - |  | - | [141 empty] | Ende
| - | - | ------ | - | - | - | - |  | - | [141 empty] | Ende
| - | - | ------ | - | - | - | - |  | - | [141 empty] | Ende
| - | - | ------ | - | - | - | - |  | - | [141 empty] | Ende
| - | - | ------ | - | - | - | - |  | - | [141 empty] | Ende
| - | - | ------ | - | - | - | - |  | - | [141 empty] | Ende
| - | - | ------ | - | - | - | - |  | - | [141 empty] | Ende
| - | - | ------ | - | - | - | - |  | - | [141 empty] | Ende
| - | - | ------ | - | - | - | - |  | - | [141 empty] | Ende
| - | - | ------ | - | - | - | - |  | - | [141 empty] | Ende
| - | - | ------ | - | - | - | - |  | - | [141 empty] | Ende
| - | - | ------ | - | - | - | - |  | - | [141 empty] | Ende
| - | - | ------ | - | - | - | - |  | - | [141 empty] | Ende
| - | - | ------ | - | - | - | - |  | - | [141 empty] | Ende
| - | - | ------ | - | - | - | - |  | - | [141 empty] | Ende
| - | - | ------ | - | - | - | - |  | - | [141 empty] | Ende
| - | - | ------ | - | - | - | - |  | - | [141 empty] | Ende
| - | - | ------ | - | - | - | - |  | - | [141 empty] | Ende
| - | - | ------ | - | - | - | - |  | - | [141 empty] | Ende
| - | - | ------ | - | - | - | - |  | - | [141 empty] | Ende
| - | - | ------ | - | - | - | - |  | - | [141 empty] | Ende
| - | - | ------ | - | - | - | - |  | - | [141 empty] | Ende
| - | - | ------ | - | - | - | - |  | - | [141 empty] | Ende
| - | - | ------ | - | - | - | - |  | - | [141 empty] | Ende
| - | - | ------ | - | - | - | - |  | - | [141 empty] | Ende
| - | - | ------ | - | - | - | - |  | - | [141 empty] | Ende
| - | - | ------ | - | - | - | - |  | - | [141 empty] | Ende
| - | - | ------ | - | - | - | - |  | - | [141 empty] | Ende
| - | - | ------ | - | - | - | - |  | - | [141 empty] | Ende
| - | - | ------ | - | - | - | - |  | - | [141 empty] | Ende
| - | - | ------ | - | - | - | - |  | - | [141 empty] | Ende
| - | - | ------ | - | - | - | - |  | - | [141 empty] | Ende
| - | - | ------ | - | - | - | - |  | - | [141 empty] | Ende
| - | - | ------ | - | - | - | - |  | - | [141 empty] | Ende
| - | - | ------ | - | - | - | - |  | - | [141 empty] | Ende
| - | - | ------ | - | - | - | - |  | - | [141 empty] | Ende
| - | - | ------ | - | - | - | - |  | - | [141 empty] | Ende
| - | - | ------ | - | - | - | - |  | - | [141 empty] | Ende
| - | - | ------ | - | - | - | - |  | - | [141 empty] | Ende
| - | - | ------ | - | - | - | - |  | - | [141 empty] | Ende
| - | - | ------ | - | - | - | - |  | - | [141 empty] | Ende
| - | - | ------ | - | - | - | - |  | - | [141 empty] | Ende
| - | - | ------ | - | - | - | - |  | - | [141 empty] | Ende
| - | - | ------ | - | - | - | - |  | - | [141 empty] | Ende
| - | - | ------ | - | - | - | - |  | - | [141 empty] | Ende
| - | - | ------ | - | - | - | - |  | - | [141 empty] | Ende
| - | - | ------ | - | - | - | - |  | - | [141 empty] | Ende
| - | - | ------ | - | - | - | - |  | - | [141 empty] | Ende
| - | - | ------ | - | - | - | - |  | - | [141 empty] | Ende
| - | - | ------ | - | - | - | - |  | - | [141 empty] | Ende
| - | - | ------ | - | - | - | - |  | - | [141 empty] | Ende
| - | - | ------ | - | - | - | - |  | - | [141 empty] | Ende
| - | - | ------ | - | - | - | - |  | - | [141 empty] | Ende
| - | - | ------ | - | - | - | - |  | - | [141 empty] | Ende
| - | - | ------ | - | - | - | - |  | - | [141 empty] | Ende
| - | - | ------ | - | - | - | - |  | - | [141 empty] | Ende
| - | - | ------ | - | - | - | - |  | - | [141 empty] | Ende
| - | - | ------ | - | - | - | - |  | - | [141 empty] | Ende
| - | - | ------ | - | - | - | - |  | - | [141 empty] | Ende
| - | - | ------ | - | - | - | - |  | - | [141 empty] | Ende
| - | - | ------ | - | - | - | - |  | - | [141 empty] | Ende
| - | - | ------ | - | - | - | - |  | - | [141 empty] | Ende
| - | - | ------ | - | - | - | - |  | - | [141 empty] | Ende
| - | - | ------ | - | - | - | - |  | - | [141 empty] | Ende
| - | - | ------ | - | - | - | - |  | - | [141 empty] | Ende
| - | - | ------ | - | - | - | - |  | - | [141 empty] | Ende
| - | - | ------ | - | - | - | - |  | - | [141 empty] | Ende
| - | - | ------ | - | - | - | - |  | - | [141 empty] | Ende
| - | - | ------ | - | - | - | - |  | - | [141 empty] | Ende
| - | - | ------ | - | - | - | - |  | - | [141 empty] | Ende
| - | - | ------ | - | - | - | - |  | - | [141 empty] | Ende
| - | - | ------ | - | - | - | - |  | - | [141 empty] | Ende
| - | - | ------ | - | - | - | - |  | - | [141 empty] | Ende
| - | - | ------ | - | - | - | - |  | - | [141 empty] | Ende
| - | - | ------ | - | - | - | - |  | - | [141 empty] | Ende
| - | - | ------ | - | - | - | - |  | - | [141 empty] | Ende
| - | - | ------ | - | - | - | - |  | - | [141 empty] | Ende
| - | - | ------ | - | - | - | - |  | - | [141 empty] | Ende
| - | - | ------ | - | - | - | - |  | - | [141 empty] | Ende
| - | - | ------ | - | - | - | - |  | - | [141 empty] | Ende
| - | - | ------ | - | - | - | - |  | - | [141 empty] | Ende
| - | - | ------ | - | - | - | - |  | - | [141 empty] | Ende
| - | - | ------ | - | - | - | - |  | - | [141 empty] | Ende
| - | - | ------ | - | - | - | - |  | - | [141 empty] | Ende
| - | - | ------ | - | - | - | - |  | - | [141 empty] | Ende
| - | - | ------ | - | - | - | - |  | - | [141 empty] | Ende
| - | - | ------ | - | - | - | - |  | - | [141 empty] | Ende
| - | - | ------ | - | - | - | - |  | - | [141 empty] | Ende
| - | - | ------ | - | - | - | - |  | - | [141 empty] | Ende
| - | - | ------ | - | - | - | - |  | - | [141 empty] | Ende
| - | - | ------ | - | - | - | - |  | - | [141 empty] | Ende
| - | - | ------ | - | - | - | - |  | - | [141 empty] | Ende
| - | - | ------ | - | - | - | - |  | - | [141 empty] | Ende
| - | - | ------ | - | - | - | - |  | - | [141 empty] | Ende
| - | - | ------ | - | - | - | - |  | - | [141 empty] | Ende
| - | - | ------ | - | - | - | - |  | - | [141 empty] | Ende
| - | - | ------ | - | - | - | - |  | - | [141 empty] | Ende
| - | - | ------ | - | - | - | - |  | - | [141 empty] | Ende
| - | - | ------ | - | - | - | - |  | - | [141 empty] | Ende
| - | - | ------ | - | - | - | - |  | - | [141 empty] | Ende
| - | - | ------ | - | - | - | - |  | - | [141 empty] | Ende
| - | - | ------ | - | - | - | - |  | - | [141 empty] | Ende
| - | - | ------ | - | - | - | - |  | - | [141 empty] | Ende
| - | - | ------ | - | - | - | - |  | - | [141 empty] | Ende
| - | - | ------ | - | - | - | - |  | - | [141 empty] | Ende
| - | - | ------ | - | - | - | - |  | - | [141 empty] | Ende
| - | - | ------ | - | - | - | - |  | - | [141 empty] | Ende
| - | - | ------ | - | - | - | - |  | - | [141 empty] | Ende
| - | - | ------ | - | - | - | - |  | - | [141 empty] | Ende
| - | - | ------ | - | - | - | - |  | - | [141 empty] | Ende
| - | - | ------ | - | - | - | - |  | - | [141 empty] | Ende
| - | - | ------ | - | - | - | - |  | - | [141 empty] | Ende
| - | - | ------ | - | - | - | - |  | - | [141 empty] | Ende
| - | - | ------ | - | - | - | - |  | - | [141 empty] | Ende
| - | - | ------ | - | - | - | - |  | - | [141 empty] | Ende
| - | - | ------ | - | - | - | - |  | - | [141 empty] | Ende
| - | - | ------ | - | - | - | - |  | - | [141 empty] | Ende
| - | - | ------ | - | - | - | - |  | - | [141 empty] | Ende
| - | - | ------ | - | - | - | - |  | - | [141 empty] | Ende
| - | - | ------ | - | - | - | - |  | - | [141 empty] | Ende
| - | - | ------ | - | - | - | - |  | - | [141 empty] | Ende
| - | - | ------ | - | - | - | - |  | - | [141 empty] | Ende
| - | - | ------ | - | - | - | - |  | - | [141 empty] | Ende
| - | - | ------ | - | - | - | - |  | - | [141 empty] | Ende
| - | - | ------ | - | - | - | - |  | - | [141 empty] | Ende
| - | - | ------ | - | - | - | - |  | - | [141 empty] | Ende
| - | - | ------ | - | - | - | - |  | - | [141 empty] | Ende
| - | - | ------ | - | - | - | - |  | - | [141 empty] | Ende
| - | - | ------ | - | - | - | - |  | - | [141 empty] | Ende
| - | - | ------ | - | - | - | - |  | - | [141 empty] | Ende
| - | - | ------ | - | - | - | - |  | - | [141 empty] | Ende
| - | - | ------ | - | - | - | - |  | - | [141 empty] | Ende
| - | - | ------ | - | - | - | - |  | - | [141 empty] | Ende
| - | - | ------ | - | - | - | - |  | - | [141 empty] | Ende
| - | - | ------ | - | - | - | - |  | - | [141 empty] | Ende
| - | - | ------ | - | - | - | - |  | - | [141 empty] | Ende
| - | - | ------ | - | - | - | - |  | - | [141 empty] | Ende
| - | - | ------ | - | - | - | - |  | - | [141 empty] | Ende
| - | - | ------ | - | - | - | - |  | - | [141 empty] | Ende
| - | - | ------ | - | - | - | - |  | - | [141 empty] | Ende
| - | - | ------ | - | - | - | - |  | - | [141 empty] | Ende
| - | - | ------ | - | - | - | - |  | - | [141 empty] | Ende
| - | - | ------ | - | - | - | - |  | - | [141 empty] | Ende
| - | - | ------ | - | - | - | - |  | - | [141 empty] | Ende
| - | - | ------ | - | - | - | - |  | - | [141 empty] | Ende
| - | - | ------ | - | - | - | - |  | - | [141 empty] | Ende
| - | - | ------ | - | - | - | - |  | - | [141 empty] | Ende
| - | - | ------ | - | - | - | - |  | - | [141 empty] | Ende
| - | - | ------ | - | - | - | - |  | - | [141 empty] | Ende
| - | - | ------ | - | - | - | - |  | - | [141 empty] | Ende
| - | - | ------ | - | - | - | - |  | - | [141 empty] | Ende
| - | - | ------ | - | - | - | - |  | - | [141 empty] | Ende
| - | - | ------ | - | - | - | - |  | - | [141 empty] | Ende
| - | - | ------ | - | - | - | - |  | - | [141 empty] | Ende
| - | - | ------ | - | - | - | - |  | - | [141 empty] | Ende
| - | - | ------ | - | - | - | - |  | - | [141 empty] | Ende
| - | - | ------ | - | - | - | - |  | - | [141 empty] | Ende
| - | - | ------ | - | - | - | - |  | - | [141 empty] | Ende
| - | - | ------ | - | - | - | - |  | - | [141 empty] | Ende
| - | - | ------ | - | - | - | - |  | - | [141 empty] | Ende
| - | - | ------ | - | - | - | - |  | - | [141 empty] | Ende
| - | - | ------ | - | - | - | - |  | - | [141 empty] | Ende
| - | - | ------ | - | - | - | - |  | - | [141 empty] | Ende
| - | - | ------ | - | - | - | - |  | - | [141 empty] | Ende
| - | - | ------ | - | - | - | - |  | - | [141 empty] | Ende
| - | - | ------ | - | - | - | - |  | - | [141 empty] | Ende
| - | - | ------ | - | - | - | - |  | - | [141 empty] | Ende
| - | - | ------ | - | - | - | - |  | - | [141 empty] | Ende
| - | - | ------ | - | - | - | - |  | - | [141 empty] | Ende
| - | - | ------ | - | - | - | - |  | - | [141 empty] | Ende
| - | - | ------ | - | - | - | - |  | - | [141 empty] | Ende
| - | - | ------ | - | - | - | - |  | - | [141 empty] | Ende
| - | - | ------ | - | - | - | - |  | - | [141 empty] | Ende
| - | - | ------ | - | - | - | - |  | - | [141 empty] | Ende
| - | - | ------ | - | - | - | - |  | - | [141 empty] | Ende
| - | - | ------ | - | - | - | - |  | - | [141 empty] | Ende
| - | - | ------ | - | - | - | - |  | - | [141 empty] | Ende
| - | - | ------ | - | - | - | - |  | - | [141 empty] | Ende
| - | - | ------ | - | - | - | - |  | - | [141 empty] | Ende
| - | - | ------ | - | - | - | - |  | - | [141 empty] | Ende
| - | - | ------ | - | - | - | - |  | - | [141 empty] | Ende
| - | - | ------ | - | - | - | - |  | - | [141 empty] | Ende
| - | - | ------ | - | - | - | - |  | - | [141 empty] | Ende
| - | - | ------ | - | - | - | - |  | - | [141 empty] | Ende
| - | - | ------ | - | - | - | - |  | - | [141 empty] | Ende
| - | - | ------ | - | - | - | - |  | - | [141 empty] | Ende
| - | - | ------ | - | - | - | - |  | - | [141 empty] | Ende
| - | - | ------ | - | - | - | - |  | - | [141 empty] | Ende
| - | - | ------ | - | - | - | - |  | - | [141 empty] | Ende
| - | - | ------ | - | - | - | - |  | - | [141 empty] | Ende
| - | - | ------ | - | - | - | - |  | - | [141 empty] | Ende
| - | - | ------ | - | - | - | - |  | - | [141 empty] | Ende
| - | - | ------ | - | - | - | - |  | - | [141 empty] | Ende
| - | - | ------ | - | - | - | - |  | - | [141 empty] | Ende
| - | - | ------ | - | - | - | - |  | - | [141 empty] | Ende
| Ende | Ende | Ende | Ende | - | Ende | Ende | Ende | Ende | Ende | Ende | Ende | Ende | Ende | Ende | Ende | Ende | Ende | Ende | Ende | Ende | Ende | Ende | Ende | Ende | Ende | Ende | Ende | Ende | Ende | Ende | Ende | Ende | Ende | Ende | Ende | Ende | Ende | Ende | Ende | Ende | Ende | Ende | Ende | Ende | Ende | Ende | Ende | Ende | Ende | Ende | Ende | Ende | Ende | Ende | Ende | Ende | Ende | Ende | Ende | Ende | Ende | Ende | Ende | Ende | Ende | Ende | Ende | Ende | Ende | Ende | Ende | Ende | Ende | Ende | Ende | Ende | Ende | Ende | Ende | Ende | Ende | Ende | Ende | Ende | Ende | Ende | Ende | Ende | Ende | Ende | Ende | Ende | Ende | Ende | Ende | Ende | Ende | Ende | Ende | Ende | Ende | Ende | Ende | Ende | Ende | Ende | Ende | Ende | Ende | Ende | Ende | Ende | Ende | Ende | Ende | Ende | Ende | Ende | Ende | Ende | Ende | Ende | Ende | Ende | Ende | Ende | Ende | Ende | Ende | Ende | Ende | Ende | Ende | Ende | Ende | Ende | Ende | Ende | Ende | Ende | Ende | Ende | Ende | Ende | Ende | Ende | Ende | Ende | Ende | Ende
Note on C61: Enter the description of the existing associated annual data sets or leave the field blank.
Note on L61: Please enter a name for your climate data set. If entered here, the full climate data set will be transferred altogether to the unprotected area.
Note on L70: Please enter a name for your climate data set. If entered here, the full climate data set will be transferred altogether to the unprotected area.
Note on L79: Please enter a name for your climate data set. If entered here, the full climate data set will be transferred altogether to the unprotected area.
Note on L88: Please enter a name for your climate data set. If entered here, the full climate data set will be transferred altogether to the unprotected area.
Note on L97: Please enter a name for your climate data set. If entered here, the full climate data set will be transferred altogether to the unprotected area.
Note on L106: Please enter a name for your climate data set. If entered here, the full climate data set will be transferred altogether to the unprotected area.
Note on L115: Please enter a name for your climate data set. If entered here, the full climate data set will be transferred altogether to the unprotected area.
Note on L124: Please enter a name for your climate data set. If entered here, the full climate data set will be transferred altogether to the unprotected area.
Note on L133: Please enter a name for your climate data set. If entered here, the full climate data set will be transferred altogether to the unprotected area.
Note on L142: Please enter a name for your climate data set. If entered here, the full climate data set will be transferred altogether to the unprotected area.
Note on L151: Please enter a name for your climate data set. If entered here, the full climate data set will be transferred altogether to the unprotected area.
Note on L160: Please enter a name for your climate data set. If entered here, the full climate data set will be transferred altogether to the unprotected area.
Note on L169: Please enter a name for your climate data set. If entered here, the full climate data set will be transferred altogether to the unprotected area.
Note on L178: Please enter a name for your climate data set. If entered here, the full climate data set will be transferred altogether to the unprotected area.
Note on L187: Please enter a name for your climate data set. If entered here, the full climate data set will be transferred altogether to the unprotected area.
Note on L196: Please enter a name for your climate data set. If entered here, the full climate data set will be transferred altogether to the unprotected area.
Note on L205: Please enter a name for your climate data set. If entered here, the full climate data set will be transferred altogether to the unprotected area.

## U-Values
U_Werte | Speicher1 | Speicher2 |  |  | Var1 | Var2 |  |  | Orig1 | [5 empty] | Orig2
|  |  | Variants ▼ |  |  |  | - | [22 empty] | Auxiliary calculation special cases ►
|  |  |  | Variant calculation |  |  | U-value of building assemblies | [8 empty] | EnerPHit with PHPP Version 9.3 | Error(s): | Warning(s): | [12 empty] | U-value of building assemblies | [8 empty] | EnerPHit with PHPP Version 9.3 | Error(s): | Warning(s):
|  |  |  | Building assembly layers |  |  | 23 / Climate: Hemsby / TFA: 95 m² / Heating: 26.6 kWh/(m²a) / Freq. overheating: 0 % / PER: 28.2 kWh/(m²a) | [23 empty] | 23 / Climate: Hemsby / TFA: 95 m² / Heating: 26.6 kWh/(m²a) / Freq. overheating: 0 % / PER: 28.2 kWh/(m²a)
Active variant:
|  |  |  | 1- | [11 empty] | Secondary calculation: Equivalent thermal conductivity of still air spaces -> (on the right)
| Makro-Speicher | [14 empty] | Wedge-shaped assembly layer -> (on the right) | [14 empty] | Auxiliary calculation: equivalent thermal conductivity for still air layers
Unheated / uncooled attic -> (on the right)
[8 empty] | Assembly no. | Building assembly description | [5 empty] | Interior insulation?
[8 empty] | 01ud | Main House Wall IWI | [5 empty] | x |  |  |  |  | Nebenrechnung:
[11 empty] | Heat transmission resistance [m²K/W] | [20 empty] | Thickness of air layer |  | mm |  | Convective heat exchange
[8 empty] | Orientation of building element | 2-Wall | interior Rsi | 0.13 | [8 empty] | Obere Abschätzung für R |  |  | Untere Abschätzung für R | [8 empty] | Direction of heat flow: |  | Upward |  | ha |  | W/(m²K)
|  |  |  | Selection of types of building layer |  |  |  | Adjacent to | 1-Outdoor air | exterior Rse: | 0.04 | [9 empty] | d/l |  |  | lambda |  |  | Anteil Teilflächen | [6 empty] | Horizontal |  | Radiation heat transfer
[34 empty] | Downward |  | hr |  | W/(m²K)
| lambda | Dicke [mm] |  | Area section 1 | l [W/(mK)] | Thickness [mm] |  | Area section 1 | l [W/(mK)] | Area section 2 (optional) | l [W/(mK)] | Area section 3 (optional) | l [W/(mK)] |  | Thickness [mm] |  |  |  |  | Teilfl. 1 | Teilfl. 2 | Teilfl. 3 | Teilfl. 1 | Teilfl. 2 | Teilfl. 3 | Teilfl. 1 | Teilfl. 2 | Teilfl. 3 | RSchicht
[8 empty] | Plasterboard | 0.25 | Plasterboard | 0.25 |  |  |  | 12 |  |  |  |  | 0.048 | 0.048 | 0.048 | 0.25 | 0.25 | 0.25 | 0.83 | 0.17 | 0 | 0.048 |  |  | Coefficient of emission surface 1 |  |  |  | Equivalent thermal conductivity
[8 empty] | PUR IWI board | 0.022 | PUR IWI board | 0.022 |  |  |  | 100 |  |  |  |  | 4.5455 | 4.5455 | 4.5455 | 0.022 | 0.022 | 0.022 | 0.83 | 0.17 | 0 | 4.5455 |  |  | Coefficient of emission surface 2 |  |  |  | l |  | W/(mK)
[8 empty] | Plaster | 0.45 | Plaster | 0.45 |  |  |  | 18 |  |  |  |  | 0.04 | 0.04 | 0.04 | 0.45 | 0.45 | 0.45 | 0.83 | 0.17 | 0 | 0.04
[8 empty] | Brick | 0.62 | Mortar | 1.28 |  |  |  | 102 |  |  |  |  | 0.16452 | 0.079687 | 0.16452 | 0.62 | 1.28 | 0.62 | 0.83 | 0.17 | 0 | 0.13931
[8 empty] | Fibreglass blown fill | 0.04 | Fibreglass blown fill | 0.04 |  |  |  | 65 |  |  |  |  | 1.625 | 1.625 | 1.625 | 0.04 | 0.04 | 0.04 | 0.83 | 0.17 | 0 | 1.625
[8 empty] | Brick | 0.62 | Mortar | 1.28 |  |  |  | 102 |  |  |  |  | 0.16452 | 0.079687 | 0.16452 | 0.62 | 1.28 | 0.62 | 0.83 | 0.17 | 0 | 0.13931
[20 empty] | 0 | 0 | 0 | 0 | 0 | 0 | 0.83 | 0.17 | 0 | 0 |  |  | Thickness of air layer |  | mm |  | Convective heat exchange
[20 empty] | 0 | 0 | 0 | 0 | 0 | 0 | 0.83 | 0.17 | 0 | 0 |  |  | Direction of heat flow: |  | Upward |  | ha |  | W/(m²K)
[9 empty] | Percentage of sec. 1 |  | Percentage of sec. 2 |  | Percentage of sec. 3 |  | Total |  |  |  | 1/RTeilfläche | 0.14798 | 0.1518 | 0.14798 | [11 empty] | Horizontal |  | Radiation heat transfer
| sverweis: | 4 | [6 empty] | 83% |  | 17% |  |  |  | 39.9 | cm |  |  | Flächenanteil | 0.83 | 0.17 | 0 | [11 empty] | Downward |  | hr |  | W/(m²K)
[8 empty] | U-value supplement |  | W/(m²K) |  | U-value: | 0.14886 | W/(m²K) |  |  |  |  | RT | 6.7175 | R'T | 6.728 | [5 empty] | R''T | 6.7071 |  |  | Coefficient of emission surface 1 |  |  |  | Equivalent thermal conductivity
[19 empty] | e | 0.156% | [11 empty] | Coefficient of emission surface 2 |  |  |  | l |  | W/(mK)
[8 empty] | Assembly no. | [6 empty] | Interior insulation?
[8 empty] | 02ud | Main House Wall EWI (EPS) | [10 empty] | Nebenrechnung:
[11 empty] | Heat transmission resistance [m²K/W] | [19 empty] | Wedge shaped assembly layer (with an inclination of max. 5%)
[8 empty] | Orientation of building element | 2-Wall | interior Rsi | 0.13 | [8 empty] | Obere Abschätzung für R |  |  | Untere Abschätzung für R | [7 empty] | (Calculation according to EN 6946 Annex C)
|  |  |  | Selection of types of building layer |  |  |  | Adjacent to | 1-Outdoor air | exterior Rse: | 0.04 | [9 empty] | d/l |  |  | lambda |  |  | Anteil Teilflächen
Building assembly description
| lambda | Dicke [mm] |  | Area section 1 | l [W/(mK)] | Thickness [mm] |  | Area section 1 | l [W/(mK)] | Area section 2 (optional) | l [W/(mK)] | Area section 3 (optional) | l [W/(mK)] |  | Thickness [mm] |  |  |  |  | Teilfl. 1 | Teilfl. 2 | Teilfl. 3 | Teilfl. 1 | Teilfl. 2 | Teilfl. 3 | Teilfl. 1 | Teilfl. 2 | Teilfl. 3 | RSchicht |  |  | 01kf | Extension Flat Roof | [10 empty] | Nebenrechnung:
[8 empty] | Plaster | 0.45 | Plaster | 0.45 |  |  |  | 18 |  |  |  |  | 0.04 | 0.04 | 0.04 | 0.45 | 0.45 | 0.45 | 0.83 | 0.17 | 0 | 0.04 | [5 empty] | Heat transmission resistance [m²K/W]
[8 empty] | Brick | 0.8 | Mortar | 1.28 |  |  |  | 102 |  |  |  |  | 0.1275 | 0.079687 | 0.1275 | 0.8 | 1.28 | 0.8 | 0.83 | 0.17 | 0 | 0.1157 |  |  | Orientation of building element | 1-Roof | interior Rsi | 0.1 | [8 empty] | Obere Abschätzung für R |  |  |  | Untere Abschätzung für R
[8 empty] | Fibreglass blown fill | 0.04 | Fibreglass blown fill | 0.04 |  |  |  | 65 |  |  |  |  | 1.625 | 1.625 | 1.625 | 0.04 | 0.04 | 0.04 | 0.83 | 0.17 | 0 | 1.625 |  |  | Adjacent to | 1-Outdoor air | exterior Rse : | 0.04 | [8 empty] | d/l |  |  |  | lambda |  |  |  | Anteil Teilflächen
[8 empty] | Brick | 0.8 | Mortar | 1.28 |  |  |  | 102 |  |  |  |  | 0.1275 | 0.079687 | 0.1275 | 0.8 | 1.28 | 0.8 | 0.83 | 0.17 | 0 | 0.1157 |  |  | A parallel building assembly layers | [6 empty] | Total width
[8 empty] | Graphite EPS | 0.031 | Graphite EPS | 0.031 |  |  |  | 150 |  |  |  |  | 4.8387 | 4.8387 | 4.8387 | 0.031 | 0.031 | 0.031 | 0.83 | 0.17 | 0 | 4.8387 |  |  | Area section 1 | l [W/(mK)] | Area section 2 (optional) | l [W/(mK)] | Area section 3 (optional) | l [W/(mK)] |  | Thickness t0 [mm] |  |  |  |  | Teilfl. 1 | Teilfl. 2 | Teilfl. 3 |  | Teilfl. 1 | Teilfl. 2 | Teilfl. 3 |  | Teilfl. 1 | Teilfl. 2 | Teilfl. 3 | RSchicht
[8 empty] | Render | 1 | Render | 1 |  |  |  | 6 |  |  |  |  | 0.006 | 0.006 | 0.006 | 1 | 1 | 1 | 0.83 | 0.17 | 0 | 0.006 |  |  | 63/600 | 0.25 | Plasterboard | 0.25 |  |  |  | 12 |  |  |  |  | 0.048 | 0.048 | 0.048 |  | 0.25 | 0.25 | 0.25 |  | 89.5% | 10.5% | 0% | 0.048
[20 empty] | 0 | 0 | 0 | 0 | 0 | 0 | 0.83 | 0.17 | 0 | 0 |  |  | Wool | 0.04 | Joists | 0.14 |  |  |  | 145 |  |  |  |  | 3.625 | 1.0357 | 3.625 |  | 0.04 | 0.14 | 0.04 |  | 89.5% | 10.5% | 0% | 2.8713
[20 empty] | 0 | 0 | 0 | 0 | 0 | 0 | 0.83 | 0.17 | 0 | 0 |  |  | Ply | 0.14 | Ply | 0.14 |  |  |  | 18 |  |  |  |  | 0.12857 | 0.12857 | 0.12857 |  | 0.14 | 0.14 | 0.14 |  | 89.5% | 10.5% | 0% | 0.12857
[9 empty] | Percentage of sec. 1 |  | Percentage of sec. 2 |  | Percentage of sec. 3 |  | Total |  |  |  | 1/RTeilfläche | 0.1442 | 0.14622 | 0.1442 | [9 empty] | PUR | 0.025 | PUR | 0.025 |  |  |  | 180 |  |  |  |  | 7.2 | 7.2 | 7.2 |  | 0.025 | 0.025 | 0.025 |  | 89.5% | 10.5% | 0% | 7.2
| sverweis: | 4 | [6 empty] | 83% |  | 17% |  |  |  | 44.3 | cm |  |  | Flächenanteil | 0.83 | 0.17 | 0 | [21 empty] | 0 | 0 | 0 |  | 0 | 0 | 0 |  | 89.5% | 10.5% | 0% | 0
[44 empty] | 0 | 0 | 0 |  | 0 | 0 | 0 |  | 89.5% | 10.5% | 0% | 0
[8 empty] | U-value supplement |  | W/(m²K) |  | U-value: | 0.14462 | W/(m²K) |  |  |  |  | RT | 6.9147 | R'T | 6.9183 | [5 empty] | R''T | 6.9111 | [14 empty] | 0 | 0 | 0 |  | 0 | 0 | 0 |  | 89.5% | 10.5% | 0% | 0
[19 empty] | e | 0.05176% | [23 empty] | 0 | 0 | 0 |  | 0 | 0 | 0 |  | 89.5% | 10.5% | 0% | 0
[33 empty] | Percentage of sec. 1 |  | Percentage of sec. 2 |  | Percentage of sec. 3 |  | Total |  |  |  | 1/RTeilfläche | 0.089754 | 0.11693 | 0.089754
[8 empty] | Assembly no. | [6 empty] | Interior insulation? | [17 empty] | 89.5% |  | 10.5% |  |  |  | 35.5 | cm |  |  | Flächenanteil | 89.5% | 10.5% | 0%
[8 empty] | 03ud | Main House wall EWI+IWI | [10 empty] | Nebenrechnung:
[11 empty] | Heat transmission resistance [m²K/W] | [24 empty] | U0: | 0.094401 | W/(m²K) |  |  |  |  | RT | 10.5931 | R'T | 10.7983 | [7 empty] | R''T | 10.3879
[8 empty] | Orientation of building element | 2-Wall | interior Rsi | 0.13 | [8 empty] | Obere Abschätzung für R |  |  | Untere Abschätzung für R | [12 empty] | R0: | 10.5931 | (m²K)/W |  |  |  |  | e | 0.019373
|  |  |  | Selection of types of building layer |  |  |  | Adjacent to | 1-Outdoor air | exterior Rse: | 0.04 | [9 empty] | d/l |  |  | lambda |  |  | Anteil Teilflächen |  |  |  |  | B wedge-shaped building assembly
[32 empty] | Area section 1 | l [W/(mK)] | Area section 2 (optional) | l [W/(mK)] | Area section 3 (optional) | l [W/(mK)] |  | Thickness t1 [mm]
| lambda | Dicke [mm] |  | Area section 1 | l [W/(mK)] | Thickness [mm] |  | Area section 1 | l [W/(mK)] | Area section 2 (optional) | l [W/(mK)] | Area section 3 (optional) | l [W/(mK)] |  | Thickness [mm] |  |  |  |  | Teilfl. 1 | Teilfl. 2 | Teilfl. 3 | Teilfl. 1 | Teilfl. 2 | Teilfl. 3 | Teilfl. 1 | Teilfl. 2 | Teilfl. 3 | RSchicht |  |  | PUR | 0.025 | [5 empty] | 70 |  |  |  |  | 2.8 | 2.8 | 2.8 |  | 0.025 | 0.025 | 0.025 |  | 100% | 0% | 0% | 2.8
[8 empty] | Plasterboard | 0.25 | [5 empty] | 12 |  |  |  |  | 0.048 | 0.048 | 0.048 | 0.25 | 0.25 | 0.25 | 1 | 0 | 0 | 0.048
[8 empty] | PUR foam | 0.025 | [5 empty] | 100 |  |  |  |  | 4 | 4 | 4 | 0.025 | 0.025 | 0.025 | 1 | 0 | 0 | 4
[8 empty] | Plaster | 0.45 | [5 empty] | 18 |  |  |  |  | 0.04 | 0.04 | 0.04 | 0.45 | 0.45 | 0.45 | 1 | 0 | 0 | 0.04 | [5 empty] | Percentage of sec. 2 |  | Percentage of sec. 3 |  | Thickness t1 [cm] |  |  |  | 1/RTeilfläche | 0.35714 | 0.35714 | 0.35714
[8 empty] | Brick | 0.8 | [5 empty] | 102 |  |  |  |  | 0.1275 | 0.1275 | 0.1275 | 0.8 | 0.8 | 0.8 | 1 | 0 | 0 | 0.1275 | [9 empty] | 7 | cm |  |  | Flächenanteil | 100% | 0% | 0%
[8 empty] | Glass fibre | 0.04 | [5 empty] | 65 |  |  |  |  | 1.625 | 1.625 | 1.625 | 0.04 | 0.04 | 0.04 | 1 | 0 | 0 | 1.625
[8 empty] | Brick | 0.8 | [5 empty] | 102 |  |  |  |  | 0.1275 | 0.1275 | 0.1275 | 0.8 | 0.8 | 0.8 | 1 | 0 | 0 | 0.1275 | [6 empty] | U1: | 0.35714 | W/(m²K) |  |  |  |  | RT | 2.8 | R'T | 2.8 | [7 empty] | R''T | 2.8
[8 empty] | Graphite EPS | 0.031 | [5 empty] | 150 |  |  |  |  | 4.8387 | 4.8387 | 4.8387 | 0.031 | 0.031 | 0.031 | 1 | 0 | 0 | 4.8387 | [6 empty] | R1: | 2.8 | (m²K)/W
[8 empty] | Render | 1 | [5 empty] | 6 |  |  |  |  | 0.006 | 0.006 | 0.006 | 1 | 1 | 1 | 1 | 0 | 0 | 0.006 | [6 empty] | U-value rectangular area: | 0.083763 | W/(m²K)
[9 empty] | Percentage of sec. 1 |  | Percentage of sec. 2 |  | Percentage of sec. 3 |  | Total |  |  |  | 1/RTeilfläche | 0.091052 | 0.091052 | 0.091052 | [13 empty] | U-value of triangular area with the thickest point at the apex: | 0.087035 | W/(m²K)
| sverweis: | 4 | [6 empty] | 100% | [5 empty] | 55.5 | cm |  |  | Flächenanteil | 1 | 0 | 0 | [13 empty] | U-value of triangular area with the thickest point at the apex: | 0.080492 | W/(m²K)
[8 empty] | U-value supplement |  | W/(m²K) |  | U-value: | 0.091052 | W/(m²K) |  |  |  |  | RT | 10.9827 | R'T | 10.9827 | [5 empty] | R''T | 10.9827
[19 empty] | e | 0%
[8 empty] | Assembly no. | [6 empty] | Interior insulation?
[8 empty] | 04ud | Main ceiling | [10 empty] | Nebenrechnung:
[11 empty] | Heat transmission resistance [m²K/W] | [19 empty] | Wedge shaped assembly layer (with an inclination of max. 5%)
[8 empty] | Orientation of building element | 1-Roof | interior Rsi | 0.1 | [8 empty] | Obere Abschätzung für R |  |  | Untere Abschätzung für R | [7 empty] | (Calculation according to EN 6946 Annex C)
|  |  |  | Selection of types of building layer |  |  |  | Adjacent to | 3-Ventilated | exterior Rse: | 0.1 | [9 empty] | d/l |  |  | lambda |  |  | Anteil Teilflächen
Building assembly description
| lambda | Dicke [mm] |  | Area section 1 | l [W/(mK)] | Thickness [mm] |  | Area section 1 | l [W/(mK)] | Area section 2 (optional) | l [W/(mK)] | Area section 3 (optional) | l [W/(mK)] |  | Thickness [mm] |  |  |  |  | Teilfl. 1 | Teilfl. 2 | Teilfl. 3 | Teilfl. 1 | Teilfl. 2 | Teilfl. 3 | Teilfl. 1 | Teilfl. 2 | Teilfl. 3 | RSchicht |  |  | 02kf | [11 empty] | Nebenrechnung:
[8 empty] | Plasterboard | 0.25 | Plasterboard | 0.25 |  |  |  | 9 |  |  |  |  | 0.036 | 0.036 | 0.036 | 0.25 | 0.25 | 0.25 | 0.83 | 0.17 | 0 | 0.036 | [5 empty] | Heat transmission resistance [m²K/W]
[8 empty] | Rockwool | 0.04 | Joists | 0.14 |  |  |  | 100 |  |  |  |  | 2.5 | 0.71429 | 2.5 | 0.04 | 0.14 | 0.04 | 0.83 | 0.17 | 0 | 1.7544 |  |  | Orientation of building element |  | interior Rsi | [9 empty] | Obere Abschätzung für R |  |  |  | Untere Abschätzung für R
[8 empty] | Rockwool | 0.04 | Rockwool | 0.04 |  |  |  | 250 |  |  |  |  | 6.25 | 6.25 | 6.25 | 0.04 | 0.04 | 0.04 | 0.83 | 0.17 | 0 | 6.25 |  |  | Adjacent to |  | exterior Rse : | [9 empty] | d/l |  |  |  | lambda |  |  |  | Anteil Teilflächen
[20 empty] | 0 | 0 | 0 | 0 | 0 | 0 | 0.83 | 0.17 | 0 | 0 |  |  | A parallel building assembly layers | [6 empty] | Total width
[20 empty] | 0 | 0 | 0 | 0 | 0 | 0 | 0.83 | 0.17 | 0 | 0 |  |  | Area section 1 | l [W/(mK)] | Area section 2 (optional) | l [W/(mK)] | Area section 3 (optional) | l [W/(mK)] |  | Thickness t0 [mm] |  |  |  |  | Teilfl. 1 | Teilfl. 2 | Teilfl. 3 |  | Teilfl. 1 | Teilfl. 2 | Teilfl. 3 |  | Teilfl. 1 | Teilfl. 2 | Teilfl. 3 | RSchicht
[20 empty] | 0 | 0 | 0 | 0 | 0 | 0 | 0.83 | 0.17 | 0 | 0 | [14 empty] | 0 | 0 | 0 |  | 0 | 0 | 0 |  | 100% | 0% | 0% | 0
[20 empty] | 0 | 0 | 0 | 0 | 0 | 0 | 0.83 | 0.17 | 0 | 0 | [14 empty] | 0 | 0 | 0 |  | 0 | 0 | 0 |  | 100% | 0% | 0% | 0
[20 empty] | 0 | 0 | 0 | 0 | 0 | 0 | 0.83 | 0.17 | 0 | 0 | [14 empty] | 0 | 0 | 0 |  | 0 | 0 | 0 |  | 100% | 0% | 0% | 0
[9 empty] | Percentage of sec. 1 |  | Percentage of sec. 2 |  | Percentage of sec. 3 |  | Total |  |  |  | 1/RTeilfläche | 0.11128 | 0.13888 | 0.11128 | [21 empty] | 0 | 0 | 0 |  | 0 | 0 | 0 |  | 100% | 0% | 0% | 0
| sverweis: | 4 | [6 empty] | 83% |  | 17% |  |  |  | 35.9 | cm |  |  | Flächenanteil | 0.83 | 0.17 | 0 | [21 empty] | 0 | 0 | 0 |  | 0 | 0 | 0 |  | 100% | 0% | 0% | 0
[44 empty] | 0 | 0 | 0 |  | 0 | 0 | 0 |  | 100% | 0% | 0% | 0
[8 empty] | U-value supplement |  | W/(m²K) |  | U-value: | 0.1186 | W/(m²K) |  |  |  |  | RT | 8.4314 | R'T | 8.6225 | [5 empty] | R''T | 8.2404 | [14 empty] | 0 | 0 | 0 |  | 0 | 0 | 0 |  | 100% | 0% | 0% | 0
[19 empty] | e | 2.266% | [23 empty] | 0 | 0 | 0 |  | 0 | 0 | 0 |  | 100% | 0% | 0% | 0
[33 empty] | Percentage of sec. 1 |  | Percentage of sec. 2 |  | Percentage of sec. 3 |  | Total |  |  |  | 1/RTeilfläche | 0 | 0 | 0
[8 empty] | Assembly no. | [6 empty] | Interior insulation? | [17 empty] | 100% | [6 empty] | cm |  |  | Flächenanteil | 100% | 0% | 0%
[8 empty] | 05ud | Skeiling | [10 empty] | Nebenrechnung:
[11 empty] | Heat transmission resistance [m²K/W] | [24 empty] | U0: |  | W/(m²K) |  |  |  |  | RT | 0 | R'T | 0 | [7 empty] | R''T | #VALUE!
[8 empty] | Orientation of building element | 1-Roof | interior Rsi | 0.1 | [8 empty] | Obere Abschätzung für R |  |  | Untere Abschätzung für R | [12 empty] | R0: |  | (m²K)/W |  |  |  |  | e | 0
|  |  |  | Selection of types of building layer |  |  |  | Adjacent to | 3-Ventilated | exterior Rse: | 0.1 | [9 empty] | d/l |  |  | lambda |  |  | Anteil Teilflächen |  |  |  |  | B wedge-shaped building assembly
[33 empty] | l [W/(mK)] | Area section 2 (optional) | l [W/(mK)] | Area section 3 (optional) | l [W/(mK)] |  | Thickness t1 [mm]
| lambda | Dicke [mm] |  | Area section 1 | l [W/(mK)] | Thickness [mm] |  | Area section 1 | l [W/(mK)] | Area section 2 (optional) | l [W/(mK)] | Area section 3 (optional) | l [W/(mK)] |  | Thickness [mm] |  |  |  |  | Teilfl. 1 | Teilfl. 2 | Teilfl. 3 | Teilfl. 1 | Teilfl. 2 | Teilfl. 3 | Teilfl. 1 | Teilfl. 2 | Teilfl. 3 | RSchicht | [14 empty] | 0 | 0 | 0 |  | 0 | 0 | 0 |  | 100% | 0% | 0% | 0
[8 empty] | Plasterboard | 0.25 | Plasterboard | 0.25 |  |  |  | 9 |  |  |  |  | 0.036 | 0.036 | 0.036 | 0.25 | 0.25 | 0.25 | 0.83 | 0.17 | 0 | 0.036
[8 empty] | EPS | 0.038 | Rafter | 0.14 |  |  |  | 100 |  |  |  |  | 2.6316 | 0.71429 | 2.6316 | 0.038 | 0.14 | 0.038 | 0.83 | 0.17 | 0 | 1.807
[10 empty] | Rafter | 0.14 |  |  |  | 50 |  |  |  |  | 0 | 0.35714 | 0 | 0 | 0.14 | 0 | 0.83 | 0.17 | 0 | 0 |  |  |  | Percentage of sec. 1 |  | Percentage of sec. 2 |  | Percentage of sec. 3 |  | Thickness t1 [cm] |  |  |  | 1/RTeilfläche | 0 | 0 | 0
[20 empty] | 0 | 0 | 0 | 0 | 0 | 0 | 0.83 | 0.17 | 0 | 0 |  |  |  | 100% | [6 empty] | cm |  |  | Flächenanteil | 100% | 0% | 0%
[20 empty] | 0 | 0 | 0 | 0 | 0 | 0 | 0.83 | 0.17 | 0 | 0
[20 empty] | 0 | 0 | 0 | 0 | 0 | 0 | 0.83 | 0.17 | 0 | 0 | [6 empty] | U1: |  | W/(m²K) |  |  |  |  | RT | 0 | R'T | 0 | [7 empty] | R''T | 0
[20 empty] | 0 | 0 | 0 | 0 | 0 | 0 | 0.83 | 0.17 | 0 | 0 | [6 empty] | R1: |  | (m²K)/W
[20 empty] | 0 | 0 | 0 | 0 | 0 | 0 | 0.83 | 0.17 | 0 | 0 | [6 empty] | U-value rectangular area: |  | W/(m²K)
[9 empty] | Percentage of sec. 1 |  | Percentage of sec. 2 |  | Percentage of sec. 3 |  | Total |  |  |  | 1/RTeilfläche | 0.34873 | 0.76486 | 0.34873 | [13 empty] | U-value of triangular area with the thickest point at the apex: |  | W/(m²K)
| sverweis: | 4 | [6 empty] | 83% |  | 17% |  |  |  | 15.9 | cm |  |  | Flächenanteil | 0.83 | 0.17 | 0 | [13 empty] | U-value of triangular area with the thickest point at the apex: |  | W/(m²K)
[8 empty] | U-value supplement |  | W/(m²K) |  | U-value: | 0.45178 | W/(m²K) |  |  |  |  | RT | 2.2135 | R'T | 2.384 | [5 empty] | R''T | 2.043
[19 empty] | e | 7.702%
Unheated / uncooled attic
[8 empty] | Assembly no. | [6 empty] | Interior insulation?
[8 empty] | 06ud | Skeiling IWI | [5 empty] | x |  |  |  |  | Nebenrechnung: | [11 empty] | Building assembly description
[11 empty] | Heat transmission resistance [m²K/W] | [20 empty] | Roof | [11 empty] | Nebenrechnung:
[8 empty] | Orientation of building element | 1-Roof | interior Rsi | 0.1 | [8 empty] | Obere Abschätzung für R |  |  | Untere Abschätzung für R
|  |  |  | Selection of types of building layer |  |  |  | Adjacent to | 3-Ventilated | exterior Rse: | 0.1 | [9 empty] | d/l |  |  | lambda |  |  | Anteil Teilflächen | [6 empty] | Heat transmission resistance [m²K/W] interior Rsi | 0.1 | [8 empty] | Obere Abschätzung für R |  |  |  | Untere Abschätzung für R
[34 empty] | exterior Rse : | 0.04 | [9 empty] | d/l |  |  |  | lambda |  |  |  | Anteil Teilflächen
| lambda | Dicke [mm] |  | Area section 1 | l [W/(mK)] | Thickness [mm] |  | Area section 1 | l [W/(mK)] | Area section 2 (optional) | l [W/(mK)] | Area section 3 (optional) | l [W/(mK)] |  | Thickness [mm] |  |  |  |  | Teilfl. 1 | Teilfl. 2 | Teilfl. 3 | Teilfl. 1 | Teilfl. 2 | Teilfl. 3 | Teilfl. 1 | Teilfl. 2 | Teilfl. 3 | RSchicht
[8 empty] | Plasterboard | 0.25 | Plasterboard | 0.25 |  |  |  | 12 |  |  |  |  | 0.048 | 0.048 | 0.048 | 0.25 | 0.25 | 0.25 | 0.83 | 0.17 | 0 | 0.048 |  |  | Area section 1 | l [W/(mK)] | Area section 2 (optional) | l [W/(mK)] | Area section 3 (optional) | l [W/(mK)] |  | Thickness [mm] |  |  |  |  | Teilfl. 1 | Teilfl. 2 | Teilfl. 3 |  | Teilfl. 1 | Teilfl. 2 | Teilfl. 3 |  | Teilfl. 1 | Teilfl. 2 | Teilfl. 3 | RSchicht
[8 empty] | PUR foam | 0.025 | PUR foam | 0.025 |  |  |  | 100 |  |  |  |  | 4 | 4 | 4 | 0.025 | 0.025 | 0.025 | 0.83 | 0.17 | 0 | 4 | [14 empty] | 0 | 0 | 0 |  | 0 | 0 | 0 |  | 1 | 0 | 0 | 0
[8 empty] | Plasterboard | 0.25 | Plasterboard | 0.25 |  |  |  | 9 |  |  |  |  | 0.036 | 0.036 | 0.036 | 0.25 | 0.25 | 0.25 | 0.83 | 0.17 | 0 | 0.036 | [14 empty] | 0 | 0 | 0 |  | 0 | 0 | 0 |  | 1 | 0 | 0 | 0
[8 empty] | EPS | 0.038 | Rafter | 0.14 |  |  |  | 100 |  |  |  |  | 2.6316 | 0.71429 | 2.6316 | 0.038 | 0.14 | 0.038 | 0.83 | 0.17 | 0 | 1.807 | [14 empty] | 0 | 0 | 0 |  | 0 | 0 | 0 |  | 1 | 0 | 0 | 0
[10 empty] | Rafter | 0.14 |  |  |  | 50 |  |  |  |  | 0 | 0.35714 | 0 | 0 | 0.14 | 0 | 0.83 | 0.17 | 0 | 0 | [14 empty] | 0 | 0 | 0 |  | 0 | 0 | 0 |  | 1 | 0 | 0 | 0
[20 empty] | 0 | 0 | 0 | 0 | 0 | 0 | 0.83 | 0.17 | 0 | 0 | [14 empty] | 0 | 0 | 0 |  | 0 | 0 | 0 |  | 1 | 0 | 0 | 0
[20 empty] | 0 | 0 | 0 | 0 | 0 | 0 | 0.83 | 0.17 | 0 | 0 | [14 empty] | 0 | 0 | 0 |  | 0 | 0 | 0 |  | 1 | 0 | 0 | 0
[20 empty] | 0 | 0 | 0 | 0 | 0 | 0 | 0.83 | 0.17 | 0 | 0 | [14 empty] | 0 | 0 | 0 |  | 0 | 0 | 0 |  | 1 | 0 | 0 | 0
[9 empty] | Percentage of sec. 1 |  | Percentage of sec. 2 |  | Percentage of sec. 3 |  | Total |  |  |  | 1/RTeilfläche | 0.1446 | 0.18673 | 0.1446 | [21 empty] | 0 | 0 | 0 |  | 0 | 0 | 0 |  | 1 | 0 | 0 | 0
| sverweis: | 4 | [6 empty] | 83% |  | 17% |  |  |  | 27.1 | cm |  |  | Flächenanteil | 0.83 | 0.17 | 0 | [10 empty] | Percentage of sec. 1 |  | Percentage of sec. 2 |  | Percentage of sec. 3 |  | Total |  |  |  | 1/RTeilfläche | 0 | 0 | 0
[33 empty] | 100% | [6 empty] | cm |  |  | Flächenanteil | 1 | 0 | 0
[8 empty] | U-value supplement |  | W/(m²K) |  | U-value: | 0.15773 | W/(m²K) |  |  |  |  | RT | 6.3401 | R'T | 6.5892 | [5 empty] | R''T | 6.091
[19 empty] | e | 3.929% | [11 empty] | U-value supplement |  | W/(m²K) |  | U-value: | #DIV/0! | W/(m²K) |  |  |  |  | RT | 0 | R'T | 0 | [7 empty] | R''T | 0.14
[43 empty] | e | 0%
[8 empty] | Assembly no. | [6 empty] | Interior insulation?
[8 empty] | 07ud | Main Floor | [10 empty] | Nebenrechnung: | [11 empty] | Building assembly description
[11 empty] | Heat transmission resistance [m²K/W] | [20 empty] | External wall attic | [11 empty] | Nebenrechnung:
[8 empty] | Orientation of building element | 3-Floor | interior Rsi | 0.17 | [8 empty] | Obere Abschätzung für R |  |  | Untere Abschätzung für R
|  |  |  | Selection of types of building layer |  |  |  | Adjacent to | 2-Ground | exterior Rse: | 0 | [9 empty] | d/l |  |  | lambda |  |  | Anteil Teilflächen | [6 empty] | Heat transmission resistance [m²K/W] interior Rsi | 0.13 | [8 empty] | Obere Abschätzung für R |  |  |  | Untere Abschätzung für R
[34 empty] | exterior Rse : | 0.04 | [9 empty] | d/l |  |  |  | lambda |  |  |  | Anteil Teilflächen
| lambda | Dicke [mm] |  | Area section 1 | l [W/(mK)] | Thickness [mm] |  | Area section 1 | l [W/(mK)] | Area section 2 (optional) | l [W/(mK)] | Area section 3 (optional) | l [W/(mK)] |  | Thickness [mm] |  |  |  |  | Teilfl. 1 | Teilfl. 2 | Teilfl. 3 | Teilfl. 1 | Teilfl. 2 | Teilfl. 3 | Teilfl. 1 | Teilfl. 2 | Teilfl. 3 | RSchicht
[8 empty] | Parquet | 0.18 | [5 empty] | 20 |  |  |  |  | 0.11111 | 0.11111 | 0.11111 | 0.18 | 0.18 | 0.18 | 1 | 0 | 0 | 0.11111 |  |  | Area section 1 | l [W/(mK)] | Area section 2 (optional) | l [W/(mK)] | Area section 3 (optional) | l [W/(mK)] |  | Thickness [mm] |  |  |  |  | Teilfl. 1 | Teilfl. 2 | Teilfl. 3 |  | Teilfl. 1 | Teilfl. 2 | Teilfl. 3 |  | Teilfl. 1 | Teilfl. 2 | Teilfl. 3 | RSchicht
[8 empty] | PUR | 0.025 | [5 empty] | 40 |  |  |  |  | 1.6 | 1.6 | 1.6 | 0.025 | 0.025 | 0.025 | 1 | 0 | 0 | 1.6 | [14 empty] | 0 | 0 | 0 |  | 0 | 0 | 0 |  | 1 | 0 | 0 | 0
[8 empty] | Tar | 1 | [5 empty] | 2 |  |  |  |  | 0.002 | 0.002 | 0.002 | 1 | 1 | 1 | 1 | 0 | 0 | 0.002 | [14 empty] | 0 | 0 | 0 |  | 0 | 0 | 0 |  | 1 | 0 | 0 | 0
[8 empty] | Screed | 0.8 | [5 empty] | 20 |  |  |  |  | 0.025 | 0.025 | 0.025 | 0.8 | 0.8 | 0.8 | 1 | 0 | 0 | 0.025 | [14 empty] | 0 | 0 | 0 |  | 0 | 0 | 0 |  | 1 | 0 | 0 | 0
[8 empty] | Concrete | 2.1 | [5 empty] | 100 |  |  |  |  | 0.047619 | 0.047619 | 0.047619 | 2.1 | 2.1 | 2.1 | 1 | 0 | 0 | 0.047619 | [14 empty] | 0 | 0 | 0 |  | 0 | 0 | 0 |  | 1 | 0 | 0 | 0
[20 empty] | 0 | 0 | 0 | 0 | 0 | 0 | 1 | 0 | 0 | 0 | [14 empty] | 0 | 0 | 0 |  | 0 | 0 | 0 |  | 1 | 0 | 0 | 0
[20 empty] | 0 | 0 | 0 | 0 | 0 | 0 | 1 | 0 | 0 | 0 | [14 empty] | 0 | 0 | 0 |  | 0 | 0 | 0 |  | 1 | 0 | 0 | 0
[20 empty] | 0 | 0 | 0 | 0 | 0 | 0 | 1 | 0 | 0 | 0 | [14 empty] | 0 | 0 | 0 |  | 0 | 0 | 0 |  | 1 | 0 | 0 | 0
[9 empty] | Percentage of sec. 1 |  | Percentage of sec. 2 |  | Percentage of sec. 3 |  | Total |  |  |  | 1/RTeilfläche | 0.51132 | 0.51132 | 0.51132 | [21 empty] | 0 | 0 | 0 |  | 0 | 0 | 0 |  | 1 | 0 | 0 | 0
| sverweis: | 4 | [6 empty] | 100% | [5 empty] | 18.2 | cm |  |  | Flächenanteil | 1 | 0 | 0 | [10 empty] | Percentage of sec. 1 |  | Percentage of sec. 2 |  | Percentage of sec. 3 |  | Total |  |  |  | 1/RTeilfläche | 0 | 0 | 0
[33 empty] | 100% | [6 empty] | cm |  |  | Flächenanteil | 1 | 0 | 0
[8 empty] | U-value supplement |  | W/(m²K) |  | U-value: | 0.51132 | W/(m²K) |  |  |  |  | RT | 1.9557 | R'T | 1.9557 | [5 empty] | R''T | 1.9557
[19 empty] | e | 0% | [11 empty] | U-value supplement |  | W/(m²K) |  | U-value: | #DIV/0! | W/(m²K) |  |  |  |  | RT | 0 | R'T | 0 | [7 empty] | R''T | 0.17
[43 empty] | e | 0%
[8 empty] | Assembly no. | [6 empty] | Interior insulation?
[8 empty] | 08ud | Main Floor +Insulation | [5 empty] | x |  |  |  |  | Nebenrechnung: | [11 empty] | Building assembly description
[11 empty] | Heat transmission resistance [m²K/W] | [20 empty] | Suspended ceiling | [11 empty] | Nebenrechnung:
[8 empty] | Orientation of building element | 3-Floor | interior Rsi | 0.17 | [8 empty] | Obere Abschätzung für R |  |  | Untere Abschätzung für R
|  |  |  | Selection of types of building layer |  |  |  | Adjacent to | 2-Ground | exterior Rse: | 0 | [9 empty] | d/l |  |  | lambda |  |  | Anteil Teilflächen | [6 empty] | Heat transmission resistance [m²K/W] interior Rsi | 0.1 | [8 empty] | Obere Abschätzung für R |  |  |  | Untere Abschätzung für R
[34 empty] | exterior Rse : | 0.1 | [9 empty] | d/l |  |  |  | lambda |  |  |  | Anteil Teilflächen
| lambda | Dicke [mm] |  | Area section 1 | l [W/(mK)] | Thickness [mm] |  | Area section 1 | l [W/(mK)] | Area section 2 (optional) | l [W/(mK)] | Area section 3 (optional) | l [W/(mK)] |  | Thickness [mm] |  |  |  |  | Teilfl. 1 | Teilfl. 2 | Teilfl. 3 | Teilfl. 1 | Teilfl. 2 | Teilfl. 3 | Teilfl. 1 | Teilfl. 2 | Teilfl. 3 | RSchicht
[8 empty] | Parquet | 0.18 | [5 empty] | 20 |  |  |  |  | 0.11111 | 0.11111 | 0.11111 | 0.18 | 0.18 | 0.18 | 0.85 | 0.15 | 0 | 0.11111 |  |  | Area section 1 | l [W/(mK)] | Area section 2 (optional) | l [W/(mK)] | Area section 3 (optional) | l [W/(mK)] |  | Thickness [mm] |  |  |  |  | Teilfl. 1 | Teilfl. 2 | Teilfl. 3 |  | Teilfl. 1 | Teilfl. 2 | Teilfl. 3 |  | Teilfl. 1 | Teilfl. 2 | Teilfl. 3 | RSchicht
[8 empty] | Tar | 1 | [5 empty] | 2 |  |  |  |  | 0.002 | 0.002 | 0.002 | 1 | 1 | 1 | 0.85 | 0.15 | 0 | 0.002 | [14 empty] | 0 | 0 | 0 |  | 0 | 0 | 0 |  | 1 | 0 | 0 | 0
[8 empty] | Screed | 0.8 | [5 empty] | 20 |  |  |  |  | 0.025 | 0.025 | 0.025 | 0.8 | 0.8 | 0.8 | 0.85 | 0.15 | 0 | 0.025 | [14 empty] | 0 | 0 | 0 |  | 0 | 0 | 0 |  | 1 | 0 | 0 | 0
[8 empty] | Concrete | 2.1 | [5 empty] | 100 |  |  |  |  | 0.047619 | 0.047619 | 0.047619 | 2.1 | 2.1 | 2.1 | 0.85 | 0.15 | 0 | 0.047619 | [14 empty] | 0 | 0 | 0 |  | 0 | 0 | 0 |  | 1 | 0 | 0 | 0
[8 empty] | PUR foam | 0.022 | [5 empty] | 50 |  |  |  |  | 2.2727 | 2.2727 | 2.2727 | 0.022 | 0.022 | 0.022 | 0.85 | 0.15 | 0 | 2.2727 | [14 empty] | 0 | 0 | 0 |  | 0 | 0 | 0 |  | 1 | 0 | 0 | 0
[8 empty] | XPS | 0.033 | [5 empty] | 0 |  |  |  |  | 0 | 0 | 0 | 0.033 | 0.033 | 0.033 | 0.85 | 0.15 | 0 | 0 | [14 empty] | 0 | 0 | 0 |  | 0 | 0 | 0 |  | 1 | 0 | 0 | 0
[20 empty] | 0 | 0 | 0 | 0 | 0 | 0 | 0.85 | 0.15 | 0 | 0 | [14 empty] | 0 | 0 | 0 |  | 0 | 0 | 0 |  | 1 | 0 | 0 | 0
[20 empty] | 0 | 0 | 0 | 0 | 0 | 0 | 0.85 | 0.15 | 0 | 0 | [14 empty] | 0 | 0 | 0 |  | 0 | 0 | 0 |  | 1 | 0 | 0 | 0
[9 empty] | Percentage of sec. 1 |  | Percentage of sec. 2 |  | Percentage of sec. 3 |  | Total |  |  |  | 1/RTeilfläche | 0.38045 | 0.38045 | 0.38045 | [21 empty] | 0 | 0 | 0 |  | 0 | 0 | 0 |  | 1 | 0 | 0 | 0
| sverweis: | 4 | [6 empty] | 85% |  | 15% |  |  |  | 19.2 | cm |  |  | Flächenanteil | 0.85 | 0.15 | 0 | [10 empty] | Percentage of sec. 1 |  | Percentage of sec. 2 |  | Percentage of sec. 3 |  | Total |  |  |  | 1/RTeilfläche | 0 | 0 | 0
[33 empty] | 100% | [6 empty] | cm |  |  | Flächenanteil | 1 | 0 | 0
[8 empty] | U-value supplement |  | W/(m²K) |  | U-value: | 0.38045 | W/(m²K) |  |  |  |  | RT | 2.6285 | R'T | 2.6285 | [5 empty] | R''T | 2.6285
[19 empty] | e | 0% | [11 empty] | U-value supplement |  | W/(m²K) |  | U-value: | #DIV/0! | W/(m²K) |  |  |  |  | RT | 0 | R'T | 0 | [7 empty] | R''T | 0.2
[43 empty] | e | 0%
[8 empty] | Assembly no. | [6 empty] | Interior insulation?
[8 empty] | 09ud | Extension Wall | [10 empty] | Nebenrechnung: | [11 empty] | Areas attic |  |  |  | Average radiation properties of exterior surfaces
[11 empty] | Heat transmission resistance [m²K/W] | [20 empty] | Flat roof [m²] |  |  |  | Coefficient of absorption exterior | [6 empty] | Wärmeübergangskoeffizient Außenseite |  |  | 25 | W/(m²K) | Leitwert Decke ohne Wärmeübergänge |  | #DIV/0! | W/K | Zähler |  | #DIV/0!
[8 empty] | Orientation of building element | 2-Wall | interior Rsi | 0.13 | [8 empty] | Obere Abschätzung für R |  |  | Untere Abschätzung für R | [8 empty] | Area external wall attic [m²] |  |  |  | Coefficient of emission exterior | [6 empty] | konvektiver Wärmeübergangskoeffizient Dachbodenluft |  |  | 2.5 | W/(m²K) | Leitwert Dach/Außenwand ohne Wärmeübergänge |  | #DIV/0! | W/K | Nenner 1 |  | #DIV/0!
|  |  |  | Selection of types of building layer |  |  |  | Adjacent to | 1-Outdoor air | exterior Rse: | 0.04 | [9 empty] | d/l |  |  | lambda |  |  | Anteil Teilflächen |  |  |  |  | Area intermediate floor [m²] | [10 empty] | Absorptionskoeffizient Außenoberfläche |  |  | 0 | - | Konvektiver Leitwert Unterseite Dachboden |  | 0 | W/K | Nenner 2 |  | #DIV/0!
[43 empty] | Epsilon Außenoberfläche |  |  | 0 | - | Konvektiver Leitwert Oberseite Dachboden |  | 0 | W/K | Wärmedurchgangskoeffizient |  | #DIV/0! | W/(m²K)
| lambda | Dicke [mm] |  | Area section 1 | l [W/(mK)] | Thickness [mm] |  | Area section 1 | l [W/(mK)] | Area section 2 (optional) | l [W/(mK)] | Area section 3 (optional) | l [W/(mK)] |  | Thickness [mm] |  |  |  |  | Teilfl. 1 | Teilfl. 2 | Teilfl. 3 | Teilfl. 1 | Teilfl. 2 | Teilfl. 3 | Teilfl. 1 | Teilfl. 2 | Teilfl. 3 | RSchicht |  |  | Air exchange in attic |  |  |  | Coefficient of emission in roof | [6 empty] | U-Wert Dach (ohne Wärmeübergänge) |  |  | #DIV/0! | W/(m²K) | Strahlungs-Leitwert Dachboden |  | #DIV/0! | W/K | Zähler |  | #DIV/0!
[8 empty] | Plaster | 0.45 | [5 empty] | 20 |  |  |  |  | 0.044444 | 0.044444 | 0.044444 | 0.45 | 0.45 | 0.45 | 1 | 0 | 0 | 0.044444 |  |  | Air change rate |  | 1/h |  | Interior side roof / external wall | [6 empty] | U-Wert Außenwände (ohne Wärmeübergänge) |  |  | #DIV/0! | W/(m²K) | Konvektive Kopplung Dachbodenluft - Außenluft |  | 0 | W/K | Nenner |  | #DIV/0!
[8 empty] | Block | 0.8 | [5 empty] | 102 |  |  |  |  | 0.1275 | 0.1275 | 0.1275 | 0.8 | 0.8 | 0.8 | 1 | 0 | 0 | 0.1275 |  |  | Volume |  | m³ |  | Top floor ceiling | [6 empty] | U-Wert Zwischendecke (ohne Wärmeübergänge) |  |  | #DIV/0! | W/(m²K) | Leitwert Außenoberfläche Dach/Außenwand |  | 0 | W/K | Gesamtenergiedurchlassgrad |  | #DIV/0! | -
[8 empty] | Dritherm 32 | 0.032 | [5 empty] | 200 |  |  |  |  | 6.25 | 6.25 | 6.25 | 0.032 | 0.032 | 0.032 | 1 | 0 | 0 | 6.25
[8 empty] | Brick | 0.8 | [5 empty] | 102 |  |  |  |  | 0.1275 | 0.1275 | 0.1275 | 0.8 | 0.8 | 0.8 | 1 | 0 | 0 | 0.1275 |  | Equivalent specific values for the intermediate ceiling (link with 'Components' and 'Areas' worksheet)
[20 empty] | 0 | 0 | 0 | 0 | 0 | 0 | 1 | 0 | 0 | 0
[20 empty] | 0 | 0 | 0 | 0 | 0 | 0 | 1 | 0 | 0 | 0 |  |  | U-value [W/(m²K)]: |  | Absorption: |  | Emissivity:
[20 empty] | 0 | 0 | 0 | 0 | 0 | 0 | 1 | 0 | 0 | 0
[20 empty] | 0 | 0 | 0 | 0 | 0 | 0 | 1 | 0 | 0 | 0 |  |  |  |  | Total energy transmittance (informative):
[9 empty] | Percentage of sec. 1 |  | Percentage of sec. 2 |  | Percentage of sec. 3 |  | Total |  |  |  | 1/RTeilfläche | 0.14882 | 0.14882 | 0.14882
| sverweis: | 4 | [6 empty] | 100% | [5 empty] | 42.4 | cm |  |  | Flächenanteil | 1 | 0 | 0
[8 empty] | U-value supplement |  | W/(m²K) |  | U-value: | 0.14882 | W/(m²K) |  |  |  |  | RT | 6.7194 | R'T | 6.7194 | [5 empty] | R''T | 6.7194
[19 empty] | e | 0%
[8 empty] | Assembly no. | [6 empty] | Interior insulation?
[8 empty] | 10ud | Extension Floor | [10 empty] | Nebenrechnung:
Heat transmission resistance [m²K/W]
[8 empty] | Orientation of building element | 3-Floor | interior Rsi | 0.17 | [8 empty] | Obere Abschätzung für R |  |  | Untere Abschätzung für R
|  |  |  | Selection of types of building layer |  |  |  | Adjacent to | 2-Ground | exterior Rse: | 0 | [9 empty] | d/l |  |  | lambda |  |  | Anteil Teilflächen
| lambda | Dicke [mm] |  | Area section 1 | l [W/(mK)] | Thickness [mm] |  | Area section 1 | l [W/(mK)] | Area section 2 (optional) | l [W/(mK)] | Area section 3 (optional) | l [W/(mK)] |  | Thickness [mm] |  |  |  |  | Teilfl. 1 | Teilfl. 2 | Teilfl. 3 | Teilfl. 1 | Teilfl. 2 | Teilfl. 3 | Teilfl. 1 | Teilfl. 2 | Teilfl. 3 | RSchicht
[8 empty] | Tile | 1 | [5 empty] | 8 |  |  |  |  | 0.008 | 0.008 | 0.008 | 1 | 1 | 1 | 1 | 0 | 0 | 0.008
[8 empty] | Adhesive | 1 | [5 empty] | 4 |  |  |  |  | 0.004 | 0.004 | 0.004 | 1 | 1 | 1 | 1 | 0 | 0 | 0.004
[8 empty] | Screed | 1.28 | [5 empty] | 50 |  |  |  |  | 0.039062 | 0.039062 | 0.039062 | 1.28 | 1.28 | 1.28 | 1 | 0 | 0 | 0.039062
[8 empty] | Concrete | 1.4 | [5 empty] | 150 |  |  |  |  | 0.10714 | 0.10714 | 0.10714 | 1.4 | 1.4 | 1.4 | 1 | 0 | 0 | 0.10714
[8 empty] | XPS | 0.033 | [5 empty] | 170 |  |  |  |  | 5.1515 | 5.1515 | 5.1515 | 0.033 | 0.033 | 0.033 | 1 | 0 | 0 | 5.1515
[20 empty] | 0 | 0 | 0 | 0 | 0 | 0 | 1 | 0 | 0 | 0
[20 empty] | 0 | 0 | 0 | 0 | 0 | 0 | 1 | 0 | 0 | 0
[20 empty] | 0 | 0 | 0 | 0 | 0 | 0 | 1 | 0 | 0 | 0
[9 empty] | Percentage of sec. 1 |  | Percentage of sec. 2 |  | Percentage of sec. 3 |  | Total |  |  |  | 1/RTeilfläche | 0.18249 | 0.18249 | 0.18249
| sverweis: | 4 | [6 empty] | 100% | [5 empty] | 38.2 | cm |  |  | Flächenanteil | 1 | 0 | 0
[8 empty] | U-value supplement |  | W/(m²K) |  | U-value: | 0.18249 | W/(m²K) |  |  |  |  | RT | 5.4797 | R'T | 5.4797 | [5 empty] | R''T | 5.4797
[19 empty] | e | 0%
[8 empty] | Assembly no. | [6 empty] | Interior insulation?
[8 empty] | 11ud | Bay roof | [10 empty] | Nebenrechnung:
Heat transmission resistance [m²K/W]
[8 empty] | Orientation of building element | 2-Wall | interior Rsi | 0.13 | [8 empty] | Obere Abschätzung für R |  |  | Untere Abschätzung für R
|  |  |  | Selection of types of building layer |  |  |  | Adjacent to | 3-Ventilated | exterior Rse: | 0.13 | [9 empty] | d/l |  |  | lambda |  |  | Anteil Teilflächen
| lambda | Dicke [mm] |  | Area section 1 | l [W/(mK)] | Thickness [mm] |  | Area section 1 | l [W/(mK)] | Area section 2 (optional) | l [W/(mK)] | Area section 3 (optional) | l [W/(mK)] |  | Thickness [mm] |  |  |  |  | Teilfl. 1 | Teilfl. 2 | Teilfl. 3 | Teilfl. 1 | Teilfl. 2 | Teilfl. 3 | Teilfl. 1 | Teilfl. 2 | Teilfl. 3 | RSchicht
[8 empty] | Plasterboard | 0.13 | [5 empty] | 9 |  |  |  |  | 0.069231 | 0.069231 | 0.069231 | 0.13 | 0.13 | 0.13 | 1 | 0 | 0 | 0.069231
[8 empty] | EPS | 0.038 | [5 empty] | 100 |  |  |  |  | 2.6316 | 2.6316 | 2.6316 | 0.038 | 0.038 | 0.038 | 1 | 0 | 0 | 2.6316
[8 empty] | fluff+timber | 0.04 | [5 empty] | 130 |  |  |  |  | 3.25 | 3.25 | 3.25 | 0.04 | 0.04 | 0.04 | 1 | 0 | 0 | 3.25
[8 empty] | PUR foam | 0.025 | [5 empty] | 50 |  |  |  |  | 2 | 2 | 2 | 0.025 | 0.025 | 0.025 | 1 | 0 | 0 | 2
[8 empty] | Timber | 0.18 | [5 empty] | 20 |  |  |  |  | 0.11111 | 0.11111 | 0.11111 | 0.18 | 0.18 | 0.18 | 1 | 0 | 0 | 0.11111
[8 empty] | Felt | 1 | [5 empty] | 3 |  |  |  |  | 0.003 | 0.003 | 0.003 | 1 | 1 | 1 | 1 | 0 | 0 | 0.003
[20 empty] | 0 | 0 | 0 | 0 | 0 | 0 | 1 | 0 | 0 | 0
[20 empty] | 0 | 0 | 0 | 0 | 0 | 0 | 1 | 0 | 0 | 0
[9 empty] | Percentage of sec. 1 |  | Percentage of sec. 2 |  | Percentage of sec. 3 |  | Total |  |  |  | 1/RTeilfläche | 0.12012 | 0.12012 | 0.12012
| sverweis: | 4 | [6 empty] | 100% | [5 empty] | 31.2 | cm |  |  | Flächenanteil | 1 | 0 | 0
[8 empty] | U-value supplement |  | W/(m²K) |  | U-value: | 0.12012 | W/(m²K) |  |  |  |  | RT | 8.3249 | R'T | 8.3249 | [5 empty] | R''T | 8.3249
[19 empty] | e | 0%
[8 empty] | Assembly no. | [6 empty] | Interior insulation?
[8 empty] | 12ud | Extension sloping roof | [10 empty] | Nebenrechnung:
Heat transmission resistance [m²K/W]
[8 empty] | Orientation of building element | 1-Roof | interior Rsi | 0.1 | [8 empty] | Obere Abschätzung für R |  |  | Untere Abschätzung für R
|  |  |  | Selection of types of building layer |  |  |  | Adjacent to | 1-Outdoor air | exterior Rse: | 0.04 | [9 empty] | d/l |  |  | lambda |  |  | Anteil Teilflächen
| lambda | Dicke [mm] |  | Area section 1 | l [W/(mK)] | Thickness [mm] |  | Area section 1 | l [W/(mK)] | Area section 2 (optional) | l [W/(mK)] | Area section 3 (optional) | l [W/(mK)] |  | Thickness [mm] |  |  |  |  | Teilfl. 1 | Teilfl. 2 | Teilfl. 3 | Teilfl. 1 | Teilfl. 2 | Teilfl. 3 | Teilfl. 1 | Teilfl. 2 | Teilfl. 3 | RSchicht
[8 empty] | Plasterboard | 0.025 | [5 empty] | 12 |  |  |  |  | 0.48 | 0.48 | 0.48 | 0.025 | 0.025 | 0.025 | 1 | 0 | 0 | 0.48
[8 empty] | Wool | 0.04 | [5 empty] | 1 |  |  |  |  | 0.025 | 0.025 | 0.025 | 0.04 | 0.04 | 0.04 | 1 | 0 | 0 | 0.025
[8 empty] | Ply | 0.14 | [5 empty] | 18 |  |  |  |  | 0.12857 | 0.12857 | 0.12857 | 0.14 | 0.14 | 0.14 | 1 | 0 | 0 | 0.12857
[8 empty] | PUR foam | 0.025 | [5 empty] | 150 |  |  |  |  | 6 | 6 | 6 | 0.025 | 0.025 | 0.025 | 1 | 0 | 0 | 6
[8 empty] | PVC Sarnafil | 0.05 | [5 empty] | 2 |  |  |  |  | 0.04 | 0.04 | 0.04 | 0.05 | 0.05 | 0.05 | 1 | 0 | 0 | 0.04
[20 empty] | 0 | 0 | 0 | 0 | 0 | 0 | 1 | 0 | 0 | 0
[20 empty] | 0 | 0 | 0 | 0 | 0 | 0 | 1 | 0 | 0 | 0
[20 empty] | 0 | 0 | 0 | 0 | 0 | 0 | 1 | 0 | 0 | 0
[9 empty] | Percentage of sec. 1 |  | Percentage of sec. 2 |  | Percentage of sec. 3 |  | Total |  |  |  | 1/RTeilfläche | 0.14677 | 0.14677 | 0.14677
| sverweis: | 4 | [6 empty] | 100% | [5 empty] | 18.3 | cm |  |  | Flächenanteil | 1 | 0 | 0
[8 empty] | U-value supplement |  | W/(m²K) |  | U-value: | 0.14677 | W/(m²K) |  |  |  |  | RT | 6.8136 | R'T | 6.8136 | [5 empty] | R''T | 6.8136
[19 empty] | e | 0%
[8 empty] | Assembly no. | [6 empty] | Interior insulation?
[8 empty] | 13ud | Garage Wall | [5 empty] | x |  |  |  |  | Nebenrechnung:
Heat transmission resistance [m²K/W]
[8 empty] | Orientation of building element | 2-Wall | interior Rsi | 0.13 | [8 empty] | Obere Abschätzung für R |  |  | Untere Abschätzung für R
|  |  |  | Selection of types of building layer |  |  |  | Adjacent to | 1-Outdoor air | exterior Rse: | 0.04 | [9 empty] | d/l |  |  | lambda |  |  | Anteil Teilflächen
| lambda | Dicke [mm] |  | Area section 1 | l [W/(mK)] | Thickness [mm] |  | Area section 1 | l [W/(mK)] | Area section 2 (optional) | l [W/(mK)] | Area section 3 (optional) | l [W/(mK)] |  | Thickness [mm] |  |  |  |  | Teilfl. 1 | Teilfl. 2 | Teilfl. 3 | Teilfl. 1 | Teilfl. 2 | Teilfl. 3 | Teilfl. 1 | Teilfl. 2 | Teilfl. 3 | RSchicht
[8 empty] | Multipro board | 0.26 | Multipro board | 0.26 |  |  |  | 12 |  |  |  |  | 0.046154 | 0.046154 | 0.046154 | 0.26 | 0.26 | 0.26 | 0.875 | 0.125 | 0 | 0.046154
[8 empty] | Recticel PUR foam | 0.022 | Recticel PUR foam | 0.022 |  |  |  | 50 |  |  |  |  | 2.2727 | 2.2727 | 2.2727 | 0.022 | 0.022 | 0.022 | 0.875 | 0.125 | 0 | 2.2727
[8 empty] | Recticel PUR foam | 0.022 | Timber joist | 0.14 |  |  |  | 50 |  |  |  |  | 2.2727 | 0.35714 | 2.2727 | 0.022 | 0.14 | 0.022 | 0.875 | 0.125 | 0 | 1.3605
[8 empty] | Brick | 0.8 | Brick | 0.8 |  |  |  | 102 |  |  |  |  | 0.1275 | 0.1275 | 0.1275 | 0.8 | 0.8 | 0.8 | 0.875 | 0.125 | 0 | 0.1275
[20 empty] | 0 | 0 | 0 | 0 | 0 | 0 | 0.875 | 0.125 | 0 | 0
[20 empty] | 0 | 0 | 0 | 0 | 0 | 0 | 0.875 | 0.125 | 0 | 0
[20 empty] | 0 | 0 | 0 | 0 | 0 | 0 | 0.875 | 0.125 | 0 | 0
[20 empty] | 0 | 0 | 0 | 0 | 0 | 0 | 0.875 | 0.125 | 0 | 0
[9 empty] | Percentage of sec. 1 |  | Percentage of sec. 2 |  | Percentage of sec. 3 |  | Total |  |  |  | 1/RTeilfläche | 0.20454 | 0.3363 | 0.20454
| sverweis: | 4 | [6 empty] | 87.5% |  | 12.5% |  |  |  | 21.4 | cm |  |  | Flächenanteil | 0.875 | 0.125 | 0
[8 empty] | U-value supplement |  | W/(m²K) |  | U-value: | 0.23525 | W/(m²K) |  |  |  |  | RT | 4.2508 | R'T | 4.5247 | [5 empty] | R''T | 3.9769
[19 empty] | e | 6.444%
[8 empty] | Assembly no. | [6 empty] | Interior insulation?
[8 empty] | 14ud | Garage floor | [10 empty] | Nebenrechnung:
Heat transmission resistance [m²K/W]
[8 empty] | Orientation of building element | 3-Floor | interior Rsi | 0.17 | [8 empty] | Obere Abschätzung für R |  |  | Untere Abschätzung für R
|  |  |  | Selection of types of building layer |  |  |  | Adjacent to | 2-Ground | exterior Rse: | 0 | [9 empty] | d/l |  |  | lambda |  |  | Anteil Teilflächen
| lambda | Dicke [mm] |  | Area section 1 | l [W/(mK)] | Thickness [mm] |  | Area section 1 | l [W/(mK)] | Area section 2 (optional) | l [W/(mK)] | Area section 3 (optional) | l [W/(mK)] |  | Thickness [mm] |  |  |  |  | Teilfl. 1 | Teilfl. 2 | Teilfl. 3 | Teilfl. 1 | Teilfl. 2 | Teilfl. 3 | Teilfl. 1 | Teilfl. 2 | Teilfl. 3 | RSchicht
[8 empty] | Multipro board | 0.26 | [5 empty] | 12 |  |  |  |  | 0.046154 | 0.046154 | 0.046154 | 0.26 | 0.26 | 0.26 | 1 | 0 | 0 | 0.046154
[8 empty] | XPS | 0.033 | [5 empty] | 50 |  |  |  |  | 1.5152 | 1.5152 | 1.5152 | 0.033 | 0.033 | 0.033 | 1 | 0 | 0 | 1.5152
[8 empty] | Concrete | 1.4 | [5 empty] | 100 |  |  |  |  | 0.071429 | 0.071429 | 0.071429 | 1.4 | 1.4 | 1.4 | 1 | 0 | 0 | 0.071429
[20 empty] | 0 | 0 | 0 | 0 | 0 | 0 | 1 | 0 | 0 | 0
[20 empty] | 0 | 0 | 0 | 0 | 0 | 0 | 1 | 0 | 0 | 0
[20 empty] | 0 | 0 | 0 | 0 | 0 | 0 | 1 | 0 | 0 | 0
[20 empty] | 0 | 0 | 0 | 0 | 0 | 0 | 1 | 0 | 0 | 0
[20 empty] | 0 | 0 | 0 | 0 | 0 | 0 | 1 | 0 | 0 | 0
[9 empty] | Percentage of sec. 1 |  | Percentage of sec. 2 |  | Percentage of sec. 3 |  | Total |  |  |  | 1/RTeilfläche | 0.55471 | 0.55471 | 0.55471
| sverweis: | 4 | [6 empty] | 100% | [5 empty] | 16.2 | cm |  |  | Flächenanteil | 1 | 0 | 0
[8 empty] | U-value supplement |  | W/(m²K) |  | U-value: | 0.55471 | W/(m²K) |  |  |  |  | RT | 1.8027 | R'T | 1.8027 | [5 empty] | R''T | 1.8027
[19 empty] | e | 0%
[8 empty] | Assembly no. | [6 empty] | Interior insulation?
[8 empty] | 15ud | Garage roof | [10 empty] | Nebenrechnung:
Heat transmission resistance [m²K/W]
[8 empty] | Orientation of building element | 1-Roof | interior Rsi | 0.1 | [8 empty] | Obere Abschätzung für R |  |  | Untere Abschätzung für R
|  |  |  | Selection of types of building layer |  |  |  | Adjacent to | 3-Ventilated | exterior Rse: | 0.1 | [9 empty] | d/l |  |  | lambda |  |  | Anteil Teilflächen
| lambda | Dicke [mm] |  | Area section 1 | l [W/(mK)] | Thickness [mm] |  | Area section 1 | l [W/(mK)] | Area section 2 (optional) | l [W/(mK)] | Area section 3 (optional) | l [W/(mK)] |  | Thickness [mm] |  |  |  |  | Teilfl. 1 | Teilfl. 2 | Teilfl. 3 | Teilfl. 1 | Teilfl. 2 | Teilfl. 3 | Teilfl. 1 | Teilfl. 2 | Teilfl. 3 | RSchicht
[8 empty] | Air | 5 | Timber joist | 0.14 |  |  |  | 150 |  |  |  |  | 0.03 | 1.0714 | 0.03 | 5 | 0.14 | 5 | 0.875 | 0.125 | 0 | 0.034149
[8 empty] | Ply | 0.14 | Ply | 0.14 |  |  |  | 18 |  |  |  |  | 0.12857 | 0.12857 | 0.12857 | 0.14 | 0.14 | 0.14 | 0.875 | 0.125 | 0 | 0.12857
[8 empty] | PUR foam | 0.025 | PUR foam | 0.025 |  |  |  | 150 |  |  |  |  | 6 | 6 | 6 | 0.025 | 0.025 | 0.025 | 0.875 | 0.125 | 0 | 6
[20 empty] | 0 | 0 | 0 | 0 | 0 | 0 | 0.875 | 0.125 | 0 | 0
[20 empty] | 0 | 0 | 0 | 0 | 0 | 0 | 0.875 | 0.125 | 0 | 0
[20 empty] | 0 | 0 | 0 | 0 | 0 | 0 | 0.875 | 0.125 | 0 | 0
[20 empty] | 0 | 0 | 0 | 0 | 0 | 0 | 0.875 | 0.125 | 0 | 0
[20 empty] | 0 | 0 | 0 | 0 | 0 | 0 | 0.875 | 0.125 | 0 | 0
[9 empty] | Percentage of sec. 1 |  | Percentage of sec. 2 |  | Percentage of sec. 3 |  | Total |  |  |  | 1/RTeilfläche | 0.15727 | 0.13514 | 0.15727
| sverweis: | 4 | [6 empty] | 87.5% |  | 12.5% |  |  |  | 31.8 | cm |  |  | Flächenanteil | 0.875 | 0.125 | 0
[8 empty] | U-value supplement |  | W/(m²K) |  | U-value: | 0.15582 | W/(m²K) |  |  |  |  | RT | 6.4176 | R'T | 6.4724 | [5 empty] | R''T | 6.3627
[19 empty] | e | 0.8548%
[8 empty] | Assembly no. | [6 empty] | Interior insulation?
[8 empty] | 16ud | Main House Wall | [10 empty] | Nebenrechnung:
Heat transmission resistance [m²K/W]
[8 empty] | Orientation of building element | 2-Wall | interior Rsi | 0.13 | [8 empty] | Obere Abschätzung für R |  |  | Untere Abschätzung für R
|  |  |  | Selection of types of building layer |  |  |  | Adjacent to | 1-Outdoor air | exterior Rse: | 0.04 | [9 empty] | d/l |  |  | lambda |  |  | Anteil Teilflächen
| lambda | Dicke [mm] |  | Area section 1 | l [W/(mK)] | Thickness [mm] |  | Area section 1 | l [W/(mK)] | Area section 2 (optional) | l [W/(mK)] | Area section 3 (optional) | l [W/(mK)] |  | Thickness [mm] |  |  |  |  | Teilfl. 1 | Teilfl. 2 | Teilfl. 3 | Teilfl. 1 | Teilfl. 2 | Teilfl. 3 | Teilfl. 1 | Teilfl. 2 | Teilfl. 3 | RSchicht
[8 empty] | Plaster | 0.45 | Plaster | 0.45 |  |  |  | 18 |  |  |  |  | 0.04 | 0.04 | 0.04 | 0.45 | 0.45 | 0.45 | 0.83 | 0.17 | 0 | 0.04
[8 empty] | Brick | 0.62 | Mortar | 1.2 |  |  |  | 102 |  |  |  |  | 0.16452 | 0.085 | 0.16452 | 0.62 | 1.2 | 0.62 | 0.83 | 0.17 | 0 | 0.14194
[8 empty] | Glassfibre fill | 0.04 | Glassfibre fill | 0.04 |  |  |  | 65 |  |  |  |  | 1.625 | 1.625 | 1.625 | 0.04 | 0.04 | 0.04 | 0.83 | 0.17 | 0 | 1.625
[8 empty] | Brick | 0.62 | Mortar | 1.2 |  |  |  | 102 |  |  |  |  | 0.16452 | 0.085 | 0.16452 | 0.62 | 1.2 | 0.62 | 0.83 | 0.17 | 0 | 0.14194
[8 empty] | PUR foam | 0.022 | [5 empty] | 0 |  |  |  |  | 0 | 0 | 0 | 0.022 | 0.022 | 0.022 | 0.83 | 0.17 | 0 | 0
[20 empty] | 0 | 0 | 0 | 0 | 0 | 0 | 0.83 | 0.17 | 0 | 0
[20 empty] | 0 | 0 | 0 | 0 | 0 | 0 | 0.83 | 0.17 | 0 | 0
[20 empty] | 0 | 0 | 0 | 0 | 0 | 0 | 0.83 | 0.17 | 0 | 0
[9 empty] | Percentage of sec. 1 |  | Percentage of sec. 2 |  | Percentage of sec. 3 |  | Total |  |  |  | 1/RTeilfläche | 0.4621 | 0.49875 | 0.4621
| sverweis: | 4 | [6 empty] | 83% |  | 17% |  |  |  | 28.7 | cm |  |  | Flächenanteil | 0.83 | 0.17 | 0
[8 empty] | U-value supplement |  | W/(m²K) |  | U-value: | 0.47013 | W/(m²K) |  |  |  |  | RT | 2.1271 | R'T | 2.1352 | [5 empty] | R''T | 2.1189
[19 empty] | e | 0.3845%
[8 empty] | Assembly no. | [6 empty] | Interior insulation?
[8 empty] | 17ud | Block Wall Doorway | [10 empty] | Nebenrechnung:
Heat transmission resistance [m²K/W]
[8 empty] | Orientation of building element | 2-Wall | interior Rsi | 0.13 | [8 empty] | Obere Abschätzung für R |  |  | Untere Abschätzung für R
|  |  |  | Selection of types of building layer |  |  |  | Adjacent to | 3-Ventilated | exterior Rse: | 0.13 | [9 empty] | d/l |  |  | lambda |  |  | Anteil Teilflächen
| lambda | Dicke [mm] |  | Area section 1 | l [W/(mK)] | Thickness [mm] |  | Area section 1 | l [W/(mK)] | Area section 2 (optional) | l [W/(mK)] | Area section 3 (optional) | l [W/(mK)] |  | Thickness [mm] |  |  |  |  | Teilfl. 1 | Teilfl. 2 | Teilfl. 3 | Teilfl. 1 | Teilfl. 2 | Teilfl. 3 | Teilfl. 1 | Teilfl. 2 | Teilfl. 3 | RSchicht
[8 empty] | Plaster | 0.45 | Plaster | 0.45 |  |  |  | 18 |  |  |  |  | 0.04 | 0.04 | 0.04 | 0.45 | 0.45 | 0.45 | 0.9 | 0.1 | 0 | 0.04
[8 empty] | Block | 0.11 | Mortar | 1.2 |  |  |  | 100 |  |  |  |  | 0.90909 | 0.083333 | 0.90909 | 0.11 | 1.2 | 0.11 | 0.9 | 0.1 | 0 | 0.45662
[8 empty] | PUR foam | 0.025 | PUR foam | 0.025 |  |  |  | 68 |  |  |  |  | 2.72 | 2.72 | 2.72 | 0.025 | 0.025 | 0.025 | 0.9 | 0.1 | 0 | 2.72
[8 empty] | Block | 0.11 | Mortar | 1.2 |  |  |  | 100 |  |  |  |  | 0.90909 | 0.083333 | 0.90909 | 0.11 | 1.2 | 0.11 | 0.9 | 0.1 | 0 | 0.45662
[20 empty] | 0 | 0 | 0 | 0 | 0 | 0 | 0.9 | 0.1 | 0 | 0
[20 empty] | 0 | 0 | 0 | 0 | 0 | 0 | 0.9 | 0.1 | 0 | 0
[20 empty] | 0 | 0 | 0 | 0 | 0 | 0 | 0.9 | 0.1 | 0 | 0
[20 empty] | 0 | 0 | 0 | 0 | 0 | 0 | 0.9 | 0.1 | 0 | 0
[9 empty] | Percentage of sec. 1 |  | Percentage of sec. 2 |  | Percentage of sec. 3 |  | Total |  |  |  | 1/RTeilfläche | 0.20669 | 0.31381 | 0.20669
| sverweis: | 4 | [6 empty] | 90% |  | 10% |  |  |  | 28.6 | cm |  |  | Flächenanteil | 0.9 | 0.1 | 0
[8 empty] | U-value supplement |  | W/(m²K) |  | U-value: | 0.23438 | W/(m²K) |  |  |  |  | RT | 4.2665 | R'T | 4.5998 | [5 empty] | R''T | 3.9332
[19 empty] | e | 7.811%
[8 empty] | Assembly no. | [6 empty] | Interior insulation?
[8 empty] | 18ud | Woodfibre EWI 160mm | [10 empty] | Nebenrechnung:
Heat transmission resistance [m²K/W]
[8 empty] | Orientation of building element | 2-Wall | interior Rsi | 0.13 | [8 empty] | Obere Abschätzung für R |  |  | Untere Abschätzung für R
|  |  |  | Selection of types of building layer |  |  |  | Adjacent to | 1-Outdoor air | exterior Rse: | 0.04 | [9 empty] | d/l |  |  | lambda |  |  | Anteil Teilflächen
| lambda | Dicke [mm] |  | Area section 1 | l [W/(mK)] | Thickness [mm] |  | Area section 1 | l [W/(mK)] | Area section 2 (optional) | l [W/(mK)] | Area section 3 (optional) | l [W/(mK)] |  | Thickness [mm] |  |  |  |  | Teilfl. 1 | Teilfl. 2 | Teilfl. 3 | Teilfl. 1 | Teilfl. 2 | Teilfl. 3 | Teilfl. 1 | Teilfl. 2 | Teilfl. 3 | RSchicht
[8 empty] | Plaster | 0.45 | Plaster | 0.45 |  |  |  | 18 |  |  |  |  | 0.04 | 0.04 | 0.04 | 0.45 | 0.45 | 0.45 | 0.83 | 0.17 | 0 | 0.04
[8 empty] | Brick | 0.8 | Mortar | 1.2 |  |  |  | 102 |  |  |  |  | 0.1275 | 0.085 | 0.1275 | 0.8 | 1.2 | 0.8 | 0.83 | 0.17 | 0 | 0.11751
[8 empty] | Glassfibre fill | 0.04 | Glassfibre fill | 0.04 |  |  |  | 65 |  |  |  |  | 1.625 | 1.625 | 1.625 | 0.04 | 0.04 | 0.04 | 0.83 | 0.17 | 0 | 1.625
[8 empty] | Brick | 0.8 | Mortar | 1.2 |  |  |  | 102 |  |  |  |  | 0.1275 | 0.085 | 0.1275 | 0.8 | 1.2 | 0.8 | 0.83 | 0.17 | 0 | 0.11751
[8 empty] | Beltermo | 0.037 | Beltermo | 0.037 |  |  |  | 120 |  |  |  |  | 3.2432 | 3.2432 | 3.2432 | 0.037 | 0.037 | 0.037 | 0.83 | 0.17 | 0 | 3.2432
[8 empty] | Pavatex | 0.043 | Pavatex | 0.043 |  |  |  | 40 |  |  |  |  | 0.93023 | 0.93023 | 0.93023 | 0.043 | 0.043 | 0.043 | 0.83 | 0.17 | 0 | 0.93023
[8 empty] | Render | 1 | Render | 1 |  |  |  | 6 |  |  |  |  | 0.006 | 0.006 | 0.006 | 1 | 1 | 1 | 0.83 | 0.17 | 0 | 0.006
[20 empty] | 0 | 0 | 0 | 0 | 0 | 0 | 0.83 | 0.17 | 0 | 0
[9 empty] | Percentage of sec. 1 |  | Percentage of sec. 2 |  | Percentage of sec. 3 |  | Total |  |  |  | 1/RTeilfläche | 0.1595 | 0.1617 | 0.1595
| sverweis: | 4 | [6 empty] | 83% |  | 17% |  |  |  | 45.3 | cm |  |  | Flächenanteil | 0.83 | 0.17 | 0
[8 empty] | U-value supplement |  | W/(m²K) |  | U-value: | 0.15994 | W/(m²K) |  |  |  |  | RT | 6.2522 | R'T | 6.2549 | [5 empty] | R''T | 6.2495
[19 empty] | e | 0.04289%
[8 empty] | Assembly no. | [6 empty] | Interior insulation?
[8 empty] | 19ud | Woodfibre EWI 200mm | [10 empty] | Nebenrechnung:
Heat transmission resistance [m²K/W]
[8 empty] | Orientation of building element | 2-Wall | interior Rsi | 0.13 | [8 empty] | Obere Abschätzung für R |  |  | Untere Abschätzung für R
|  |  |  | Selection of types of building layer |  |  |  | Adjacent to | 1-Outdoor air | exterior Rse: | 0.04 | [9 empty] | d/l |  |  | lambda |  |  | Anteil Teilflächen
| lambda | Dicke [mm] |  | Area section 1 | l [W/(mK)] | Thickness [mm] |  | Area section 1 | l [W/(mK)] | Area section 2 (optional) | l [W/(mK)] | Area section 3 (optional) | l [W/(mK)] |  | Thickness [mm] |  |  |  |  | Teilfl. 1 | Teilfl. 2 | Teilfl. 3 | Teilfl. 1 | Teilfl. 2 | Teilfl. 3 | Teilfl. 1 | Teilfl. 2 | Teilfl. 3 | RSchicht
[8 empty] | Plaster | 0.45 | Plaster | 0.45 |  |  |  | 18 |  |  |  |  | 0.04 | 0.04 | 0.04 | 0.45 | 0.45 | 0.45 | 0.83 | 0.17 | 0 | 0.04
[8 empty] | Brick | 0.8 | Mortar | 1.2 |  |  |  | 102 |  |  |  |  | 0.1275 | 0.085 | 0.1275 | 0.8 | 1.2 | 0.8 | 0.83 | 0.17 | 0 | 0.11751
[8 empty] | Glassfibre fill | 0.04 | Glassfibre fill | 0.04 |  |  |  | 65 |  |  |  |  | 1.625 | 1.625 | 1.625 | 0.04 | 0.04 | 0.04 | 0.83 | 0.17 | 0 | 1.625
[8 empty] | Brick | 0.8 | Mortar | 1.2 |  |  |  | 102 |  |  |  |  | 0.1275 | 0.085 | 0.1275 | 0.8 | 1.2 | 0.8 | 0.83 | 0.17 | 0 | 0.11751
[8 empty] | Beltermo | 0.037 | Beltermo | 0.037 |  |  |  | 100 |  |  |  |  | 2.7027 | 2.7027 | 2.7027 | 0.037 | 0.037 | 0.037 | 0.83 | 0.17 | 0 | 2.7027
[8 empty] | Pavatex | 0.043 | Pavatex | 0.043 |  |  |  | 100 |  |  |  |  | 2.3256 | 2.3256 | 2.3256 | 0.043 | 0.043 | 0.043 | 0.83 | 0.17 | 0 | 2.3256
[8 empty] | Render | 1 | Render | 1 |  |  |  | 6 |  |  |  |  | 0.006 | 0.006 | 0.006 | 1 | 1 | 1 | 0.83 | 0.17 | 0 | 0.006
[20 empty] | 0 | 0 | 0 | 0 | 0 | 0 | 0.83 | 0.17 | 0 | 0
[9 empty] | Percentage of sec. 1 |  | Percentage of sec. 2 |  | Percentage of sec. 3 |  | Total |  |  |  | 1/RTeilfläche | 0.14036 | 0.14206 | 0.14036
| sverweis: | 4 | [6 empty] | 83% |  | 17% |  |  |  | 49.3 | cm |  |  | Flächenanteil | 0.83 | 0.17 | 0
[8 empty] | U-value supplement |  | W/(m²K) |  | U-value: | 0.14071 | W/(m²K) |  |  |  |  | RT | 7.107 | R'T | 7.1097 | [5 empty] | R''T | 7.1043
[19 empty] | e | 0.03787%
[8 empty] | Assembly no. | [6 empty] | Interior insulation?
[8 empty] | 20ud | Main Wall IWI+thinEWI | [10 empty] | Nebenrechnung:
Heat transmission resistance [m²K/W]
[8 empty] | Orientation of building element | 2-Wall | interior Rsi | 0.13 | [8 empty] | Obere Abschätzung für R |  |  | Untere Abschätzung für R
|  |  |  | Selection of types of building layer |  |  |  | Adjacent to | 1-Outdoor air | exterior Rse: | 0.04 | [9 empty] | d/l |  |  | lambda |  |  | Anteil Teilflächen
| lambda | Dicke [mm] |  | Area section 1 | l [W/(mK)] | Thickness [mm] |  | Area section 1 | l [W/(mK)] | Area section 2 (optional) | l [W/(mK)] | Area section 3 (optional) | l [W/(mK)] |  | Thickness [mm] |  |  |  |  | Teilfl. 1 | Teilfl. 2 | Teilfl. 3 | Teilfl. 1 | Teilfl. 2 | Teilfl. 3 | Teilfl. 1 | Teilfl. 2 | Teilfl. 3 | RSchicht
[8 empty] | Plasterboard | 0.25 | [5 empty] | 12 |  |  |  |  | 0.048 | 0.048 | 0.048 | 0.25 | 0.25 | 0.25 | 1 | 0 | 0 | 0.048
[8 empty] | PUR foam | 0.025 | [5 empty] | 100 |  |  |  |  | 4 | 4 | 4 | 0.025 | 0.025 | 0.025 | 1 | 0 | 0 | 4
[8 empty] | Plaster | 0.45 | [5 empty] | 18 |  |  |  |  | 0.04 | 0.04 | 0.04 | 0.45 | 0.45 | 0.45 | 1 | 0 | 0 | 0.04
[8 empty] | Brick | 0.8 | [5 empty] | 102 |  |  |  |  | 0.1275 | 0.1275 | 0.1275 | 0.8 | 0.8 | 0.8 | 1 | 0 | 0 | 0.1275
[8 empty] | Glass fibre | 0.04 | [5 empty] | 65 |  |  |  |  | 1.625 | 1.625 | 1.625 | 0.04 | 0.04 | 0.04 | 1 | 0 | 0 | 1.625
[8 empty] | Brick | 0.8 | [5 empty] | 102 |  |  |  |  | 0.1275 | 0.1275 | 0.1275 | 0.8 | 0.8 | 0.8 | 1 | 0 | 0 | 0.1275
[8 empty] | Pavatex | 0.043 | [5 empty] | 60 |  |  |  |  | 1.3953 | 1.3953 | 1.3953 | 0.043 | 0.043 | 0.043 | 1 | 0 | 0 | 1.3953
[8 empty] | Render | 1 | [5 empty] | 6 |  |  |  |  | 0.006 | 0.006 | 0.006 | 1 | 1 | 1 | 1 | 0 | 0 | 0.006
[9 empty] | Percentage of sec. 1 |  | Percentage of sec. 2 |  | Percentage of sec. 3 |  | Total |  |  |  | 1/RTeilfläche | 0.13264 | 0.13264 | 0.13264
| sverweis: | 4 | [6 empty] | 100% | [5 empty] | 46.5 | cm |  |  | Flächenanteil | 1 | 0 | 0
[8 empty] | U-value supplement |  | W/(m²K) |  | U-value: | 0.13264 | W/(m²K) |  |  |  |  | RT | 7.5393 | R'T | 7.5393 | [5 empty] | R''T | 7.5393
[19 empty] | e | 0%
[8 empty] | Assembly no. | [6 empty] | Interior insulation?
[8 empty] | 21ud | EPS EWI 160mm | [10 empty] | Nebenrechnung:
Heat transmission resistance [m²K/W]
[8 empty] | Orientation of building element | 2-Wall | interior Rsi | 0.13 | [8 empty] | Obere Abschätzung für R |  |  | Untere Abschätzung für R
|  |  |  | Selection of types of building layer |  |  |  | Adjacent to | 1-Outdoor air | exterior Rse: | 0.04 | [9 empty] | d/l |  |  | lambda |  |  | Anteil Teilflächen
| lambda | Dicke [mm] |  | Area section 1 | l [W/(mK)] | Thickness [mm] |  | Area section 1 | l [W/(mK)] | Area section 2 (optional) | l [W/(mK)] | Area section 3 (optional) | l [W/(mK)] |  | Thickness [mm] |  |  |  |  | Teilfl. 1 | Teilfl. 2 | Teilfl. 3 | Teilfl. 1 | Teilfl. 2 | Teilfl. 3 | Teilfl. 1 | Teilfl. 2 | Teilfl. 3 | RSchicht
[8 empty] | Plaster | 0.45 | Plaster | 0.45 |  |  |  | 18 |  |  |  |  | 0.04 | 0.04 | 0.04 | 0.45 | 0.45 | 0.45 | 1 | 0 | 0 | 0.04
[8 empty] | Brick | 0.8 | Mortar | 1.2 |  |  |  | 102 |  |  |  |  | 0.1275 | 0.085 | 0.1275 | 0.8 | 1.2 | 0.8 | 1 | 0 | 0 | 0.1275
[8 empty] | Glassfibre fill | 0.04 | Glassfibre fill | 0.04 |  |  |  | 65 |  |  |  |  | 1.625 | 1.625 | 1.625 | 0.04 | 0.04 | 0.04 | 1 | 0 | 0 | 1.625
[8 empty] | Brick | 0.8 | Mortar | 1.2 |  |  |  | 102 |  |  |  |  | 0.1275 | 0.085 | 0.1275 | 0.8 | 1.2 | 0.8 | 1 | 0 | 0 | 0.1275
[8 empty] | EPS | 0.038 | EPS | 0.038 |  |  |  | 160 |  |  |  |  | 4.2105 | 4.2105 | 4.2105 | 0.038 | 0.038 | 0.038 | 1 | 0 | 0 | 4.2105
[8 empty] | Render | 1 | Render | 1 |  |  |  | 6 |  |  |  |  | 0.006 | 0.006 | 0.006 | 1 | 1 | 1 | 1 | 0 | 0 | 0.006
[20 empty] | 0 | 0 | 0 | 0 | 0 | 0 | 1 | 0 | 0 | 0
[20 empty] | 0 | 0 | 0 | 0 | 0 | 0 | 1 | 0 | 0 | 0
[9 empty] | Percentage of sec. 1 |  | Percentage of sec. 2 |  | Percentage of sec. 3 |  | Total |  |  |  | 1/RTeilfläche | 0.15857 | 0.16073 | 0.15857
| sverweis: | 4 | [6 empty] | 100% | [5 empty] | 45.3 | cm |  |  | Flächenanteil | 1 | 0 | 0
[8 empty] | U-value supplement |  | W/(m²K) |  | U-value: | 0.15857 | W/(m²K) |  |  |  |  | RT | 6.3065 | R'T | 6.3065 | [5 empty] | R''T | 6.3065
[19 empty] | e | 0%
[8 empty] | Assembly no. | [6 empty] | Interior insulation?
[8 empty] | 22ud | [11 empty] | Nebenrechnung:
Heat transmission resistance [m²K/W]
[8 empty] | Orientation of building element |  | interior Rsi | [9 empty] | Obere Abschätzung für R |  |  | Untere Abschätzung für R
|  |  |  | Selection of types of building layer |  |  |  | Adjacent to |  | exterior Rse: | [10 empty] | d/l |  |  | lambda |  |  | Anteil Teilflächen
| lambda | Dicke [mm] |  | Area section 1 | l [W/(mK)] | Thickness [mm] |  | Area section 1 | l [W/(mK)] | Area section 2 (optional) | l [W/(mK)] | Area section 3 (optional) | l [W/(mK)] |  | Thickness [mm] |  |  |  |  | Teilfl. 1 | Teilfl. 2 | Teilfl. 3 | Teilfl. 1 | Teilfl. 2 | Teilfl. 3 | Teilfl. 1 | Teilfl. 2 | Teilfl. 3 | RSchicht
[20 empty] | 0 | 0 | 0 | 0 | 0 | 0 | 1 | 0 | 0 | 0
[20 empty] | 0 | 0 | 0 | 0 | 0 | 0 | 1 | 0 | 0 | 0
[20 empty] | 0 | 0 | 0 | 0 | 0 | 0 | 1 | 0 | 0 | 0
[20 empty] | 0 | 0 | 0 | 0 | 0 | 0 | 1 | 0 | 0 | 0
[20 empty] | 0 | 0 | 0 | 0 | 0 | 0 | 1 | 0 | 0 | 0
[20 empty] | 0 | 0 | 0 | 0 | 0 | 0 | 1 | 0 | 0 | 0
[20 empty] | 0 | 0 | 0 | 0 | 0 | 0 | 1 | 0 | 0 | 0
[20 empty] | 0 | 0 | 0 | 0 | 0 | 0 | 1 | 0 | 0 | 0
[9 empty] | Percentage of sec. 1 |  | Percentage of sec. 2 |  | Percentage of sec. 3 |  | Total |  |  |  | 1/RTeilfläche | 0 | 0 | 0
| sverweis: | 4 | [6 empty] | 100% | [6 empty] | cm |  |  | Flächenanteil | 1 | 0 | 0
[8 empty] | U-value supplement |  | W/(m²K) |  | U-value: |  | W/(m²K) |  |  |  |  | RT | 0 | R'T | 0 | [5 empty] | R''T | #VALUE!
[19 empty] | e | 0%
[8 empty] | Assembly no. | [6 empty] | Interior insulation?
[8 empty] | 23ud | [11 empty] | Nebenrechnung:
Heat transmission resistance [m²K/W]
[8 empty] | Orientation of building element |  | interior Rsi | [9 empty] | Obere Abschätzung für R |  |  | Untere Abschätzung für R
|  |  |  | Selection of types of building layer |  |  |  | Adjacent to |  | exterior Rse: | [10 empty] | d/l |  |  | lambda |  |  | Anteil Teilflächen
| lambda | Dicke [mm] |  | Area section 1 | l [W/(mK)] | Thickness [mm] |  | Area section 1 | l [W/(mK)] | Area section 2 (optional) | l [W/(mK)] | Area section 3 (optional) | l [W/(mK)] |  | Thickness [mm] |  |  |  |  | Teilfl. 1 | Teilfl. 2 | Teilfl. 3 | Teilfl. 1 | Teilfl. 2 | Teilfl. 3 | Teilfl. 1 | Teilfl. 2 | Teilfl. 3 | RSchicht
[20 empty] | 0 | 0 | 0 | 0 | 0 | 0 | 1 | 0 | 0 | 0
[20 empty] | 0 | 0 | 0 | 0 | 0 | 0 | 1 | 0 | 0 | 0
[20 empty] | 0 | 0 | 0 | 0 | 0 | 0 | 1 | 0 | 0 | 0
[20 empty] | 0 | 0 | 0 | 0 | 0 | 0 | 1 | 0 | 0 | 0
[20 empty] | 0 | 0 | 0 | 0 | 0 | 0 | 1 | 0 | 0 | 0
[20 empty] | 0 | 0 | 0 | 0 | 0 | 0 | 1 | 0 | 0 | 0
[20 empty] | 0 | 0 | 0 | 0 | 0 | 0 | 1 | 0 | 0 | 0
[20 empty] | 0 | 0 | 0 | 0 | 0 | 0 | 1 | 0 | 0 | 0
[9 empty] | Percentage of sec. 1 |  | Percentage of sec. 2 |  | Percentage of sec. 3 |  | Total |  |  |  | 1/RTeilfläche | 0 | 0 | 0
| sverweis: | 4 | [6 empty] | 100% | [6 empty] | cm |  |  | Flächenanteil | 1 | 0 | 0
[8 empty] | U-value supplement |  | W/(m²K) |  | U-value: |  | W/(m²K) |  |  |  |  | RT | 0 | R'T | 0 | [5 empty] | R''T | #VALUE!
[19 empty] | e | 0%
[8 empty] | Assembly no. | [6 empty] | Interior insulation?
[8 empty] | 24ud | [11 empty] | Nebenrechnung:
Heat transmission resistance [m²K/W]
[8 empty] | Orientation of building element |  | interior Rsi | [9 empty] | Obere Abschätzung für R |  |  | Untere Abschätzung für R
|  |  |  | Selection of types of building layer |  |  |  | Adjacent to |  | exterior Rse: | [10 empty] | d/l |  |  | lambda |  |  | Anteil Teilflächen
| lambda | Dicke [mm] |  | Area section 1 | l [W/(mK)] | Thickness [mm] |  | Area section 1 | l [W/(mK)] | Area section 2 (optional) | l [W/(mK)] | Area section 3 (optional) | l [W/(mK)] |  | Thickness [mm] |  |  |  |  | Teilfl. 1 | Teilfl. 2 | Teilfl. 3 | Teilfl. 1 | Teilfl. 2 | Teilfl. 3 | Teilfl. 1 | Teilfl. 2 | Teilfl. 3 | RSchicht
[20 empty] | 0 | 0 | 0 | 0 | 0 | 0 | 1 | 0 | 0 | 0
[20 empty] | 0 | 0 | 0 | 0 | 0 | 0 | 1 | 0 | 0 | 0
[20 empty] | 0 | 0 | 0 | 0 | 0 | 0 | 1 | 0 | 0 | 0
[20 empty] | 0 | 0 | 0 | 0 | 0 | 0 | 1 | 0 | 0 | 0
[20 empty] | 0 | 0 | 0 | 0 | 0 | 0 | 1 | 0 | 0 | 0
[20 empty] | 0 | 0 | 0 | 0 | 0 | 0 | 1 | 0 | 0 | 0
[20 empty] | 0 | 0 | 0 | 0 | 0 | 0 | 1 | 0 | 0 | 0
[20 empty] | 0 | 0 | 0 | 0 | 0 | 0 | 1 | 0 | 0 | 0
[9 empty] | Percentage of sec. 1 |  | Percentage of sec. 2 |  | Percentage of sec. 3 |  | Total |  |  |  | 1/RTeilfläche | 0 | 0 | 0
| sverweis: | 4 | [6 empty] | 100% | [6 empty] | cm |  |  | Flächenanteil | 1 | 0 | 0
[8 empty] | U-value supplement |  | W/(m²K) |  | U-value: |  | W/(m²K) |  |  |  |  | RT | 0 | R'T | 0 | [5 empty] | R''T | #VALUE!
[19 empty] | e | 0%
[8 empty] | Assembly no. | [6 empty] | Interior insulation?
[8 empty] | 25ud | [11 empty] | Nebenrechnung:
Heat transmission resistance [m²K/W]
[8 empty] | Orientation of building element |  | interior Rsi | [9 empty] | Obere Abschätzung für R |  |  | Untere Abschätzung für R
|  |  |  | Selection of types of building layer |  |  |  | Adjacent to |  | exterior Rse: | [10 empty] | d/l |  |  | lambda |  |  | Anteil Teilflächen
| lambda | Dicke [mm] |  | Area section 1 | l [W/(mK)] | Thickness [mm] |  | Area section 1 | l [W/(mK)] | Area section 2 (optional) | l [W/(mK)] | Area section 3 (optional) | l [W/(mK)] |  | Thickness [mm] |  |  |  |  | Teilfl. 1 | Teilfl. 2 | Teilfl. 3 | Teilfl. 1 | Teilfl. 2 | Teilfl. 3 | Teilfl. 1 | Teilfl. 2 | Teilfl. 3 | RSchicht
[20 empty] | 0 | 0 | 0 | 0 | 0 | 0 | 1 | 0 | 0 | 0
[20 empty] | 0 | 0 | 0 | 0 | 0 | 0 | 1 | 0 | 0 | 0
[20 empty] | 0 | 0 | 0 | 0 | 0 | 0 | 1 | 0 | 0 | 0
[20 empty] | 0 | 0 | 0 | 0 | 0 | 0 | 1 | 0 | 0 | 0
[20 empty] | 0 | 0 | 0 | 0 | 0 | 0 | 1 | 0 | 0 | 0
[20 empty] | 0 | 0 | 0 | 0 | 0 | 0 | 1 | 0 | 0 | 0
[20 empty] | 0 | 0 | 0 | 0 | 0 | 0 | 1 | 0 | 0 | 0
[20 empty] | 0 | 0 | 0 | 0 | 0 | 0 | 1 | 0 | 0 | 0
[9 empty] | Percentage of sec. 1 |  | Percentage of sec. 2 |  | Percentage of sec. 3 |  | Total |  |  |  | 1/RTeilfläche | 0 | 0 | 0
| sverweis: | 4 | [6 empty] | 100% | [6 empty] | cm |  |  | Flächenanteil | 1 | 0 | 0
[8 empty] | U-value supplement |  | W/(m²K) |  | U-value: |  | W/(m²K) |  |  |  |  | RT | 0 | R'T | 0 | [5 empty] | R''T | #VALUE!
[19 empty] | e | 0%
[8 empty] | Assembly no. | [6 empty] | Interior insulation?
[8 empty] | 26ud | [11 empty] | Nebenrechnung:
Heat transmission resistance [m²K/W]
[8 empty] | Orientation of building element |  | interior Rsi | [9 empty] | Obere Abschätzung für R |  |  | Untere Abschätzung für R
|  |  |  | Selection of types of building layer |  |  |  | Adjacent to |  | exterior Rse: | [10 empty] | d/l |  |  | lambda |  |  | Anteil Teilflächen
| lambda | Dicke [mm] |  | Area section 1 | l [W/(mK)] | Thickness [mm] |  | Area section 1 | l [W/(mK)] | Area section 2 (optional) | l [W/(mK)] | Area section 3 (optional) | l [W/(mK)] |  | Thickness [mm] |  |  |  |  | Teilfl. 1 | Teilfl. 2 | Teilfl. 3 | Teilfl. 1 | Teilfl. 2 | Teilfl. 3 | Teilfl. 1 | Teilfl. 2 | Teilfl. 3 | RSchicht
[20 empty] | 0 | 0 | 0 | 0 | 0 | 0 | 1 | 0 | 0 | 0
[20 empty] | 0 | 0 | 0 | 0 | 0 | 0 | 1 | 0 | 0 | 0
[20 empty] | 0 | 0 | 0 | 0 | 0 | 0 | 1 | 0 | 0 | 0
[20 empty] | 0 | 0 | 0 | 0 | 0 | 0 | 1 | 0 | 0 | 0
[20 empty] | 0 | 0 | 0 | 0 | 0 | 0 | 1 | 0 | 0 | 0
[20 empty] | 0 | 0 | 0 | 0 | 0 | 0 | 1 | 0 | 0 | 0
[20 empty] | 0 | 0 | 0 | 0 | 0 | 0 | 1 | 0 | 0 | 0
[20 empty] | 0 | 0 | 0 | 0 | 0 | 0 | 1 | 0 | 0 | 0
[9 empty] | Percentage of sec. 1 |  | Percentage of sec. 2 |  | Percentage of sec. 3 |  | Total |  |  |  | 1/RTeilfläche | 0 | 0 | 0
| sverweis: | 4 | [6 empty] | 100% | [6 empty] | cm |  |  | Flächenanteil | 1 | 0 | 0
[8 empty] | U-value supplement |  | W/(m²K) |  | U-value: |  | W/(m²K) |  |  |  |  | RT | 0 | R'T | 0 | [5 empty] | R''T | #VALUE!
[19 empty] | e | 0%
[8 empty] | Assembly no. | [6 empty] | Interior insulation?
[8 empty] | 27ud | [11 empty] | Nebenrechnung:
Heat transmission resistance [m²K/W]
[8 empty] | Orientation of building element |  | interior Rsi | [9 empty] | Obere Abschätzung für R |  |  | Untere Abschätzung für R
|  |  |  | Selection of types of building layer |  |  |  | Adjacent to |  | exterior Rse: | [10 empty] | d/l |  |  | lambda |  |  | Anteil Teilflächen
| lambda | Dicke [mm] |  | Area section 1 | l [W/(mK)] | Thickness [mm] |  | Area section 1 | l [W/(mK)] | Area section 2 (optional) | l [W/(mK)] | Area section 3 (optional) | l [W/(mK)] |  | Thickness [mm] |  |  |  |  | Teilfl. 1 | Teilfl. 2 | Teilfl. 3 | Teilfl. 1 | Teilfl. 2 | Teilfl. 3 | Teilfl. 1 | Teilfl. 2 | Teilfl. 3 | RSchicht
[20 empty] | 0 | 0 | 0 | 0 | 0 | 0 | 1 | 0 | 0 | 0
[20 empty] | 0 | 0 | 0 | 0 | 0 | 0 | 1 | 0 | 0 | 0
[20 empty] | 0 | 0 | 0 | 0 | 0 | 0 | 1 | 0 | 0 | 0
[20 empty] | 0 | 0 | 0 | 0 | 0 | 0 | 1 | 0 | 0 | 0
[20 empty] | 0 | 0 | 0 | 0 | 0 | 0 | 1 | 0 | 0 | 0
[20 empty] | 0 | 0 | 0 | 0 | 0 | 0 | 1 | 0 | 0 | 0
[20 empty] | 0 | 0 | 0 | 0 | 0 | 0 | 1 | 0 | 0 | 0
[20 empty] | 0 | 0 | 0 | 0 | 0 | 0 | 1 | 0 | 0 | 0
[9 empty] | Percentage of sec. 1 |  | Percentage of sec. 2 |  | Percentage of sec. 3 |  | Total |  |  |  | 1/RTeilfläche | 0 | 0 | 0
| sverweis: | 4 | [6 empty] | 100% | [6 empty] | cm |  |  | Flächenanteil | 1 | 0 | 0
[8 empty] | U-value supplement |  | W/(m²K) |  | U-value: |  | W/(m²K) |  |  |  |  | RT | 0 | R'T | 0 | [5 empty] | R''T | #VALUE!
[19 empty] | e | 0%
[8 empty] | Assembly no. | [6 empty] | Interior insulation?
[8 empty] | 28ud | [11 empty] | Nebenrechnung:
Heat transmission resistance [m²K/W]
[8 empty] | Orientation of building element |  | interior Rsi | [9 empty] | Obere Abschätzung für R |  |  | Untere Abschätzung für R
|  |  |  | Selection of types of building layer |  |  |  | Adjacent to |  | exterior Rse: | [10 empty] | d/l |  |  | lambda |  |  | Anteil Teilflächen
| lambda | Dicke [mm] |  | Area section 1 | l [W/(mK)] | Thickness [mm] |  | Area section 1 | l [W/(mK)] | Area section 2 (optional) | l [W/(mK)] | Area section 3 (optional) | l [W/(mK)] |  | Thickness [mm] |  |  |  |  | Teilfl. 1 | Teilfl. 2 | Teilfl. 3 | Teilfl. 1 | Teilfl. 2 | Teilfl. 3 | Teilfl. 1 | Teilfl. 2 | Teilfl. 3 | RSchicht
[20 empty] | 0 | 0 | 0 | 0 | 0 | 0 | 1 | 0 | 0 | 0
[20 empty] | 0 | 0 | 0 | 0 | 0 | 0 | 1 | 0 | 0 | 0
[20 empty] | 0 | 0 | 0 | 0 | 0 | 0 | 1 | 0 | 0 | 0
[20 empty] | 0 | 0 | 0 | 0 | 0 | 0 | 1 | 0 | 0 | 0
[20 empty] | 0 | 0 | 0 | 0 | 0 | 0 | 1 | 0 | 0 | 0
[20 empty] | 0 | 0 | 0 | 0 | 0 | 0 | 1 | 0 | 0 | 0
[20 empty] | 0 | 0 | 0 | 0 | 0 | 0 | 1 | 0 | 0 | 0
[20 empty] | 0 | 0 | 0 | 0 | 0 | 0 | 1 | 0 | 0 | 0
[9 empty] | Percentage of sec. 1 |  | Percentage of sec. 2 |  | Percentage of sec. 3 |  | Total |  |  |  | 1/RTeilfläche | 0 | 0 | 0
| sverweis: | 4 | [6 empty] | 100% | [6 empty] | cm |  |  | Flächenanteil | 1 | 0 | 0
[8 empty] | U-value supplement |  | W/(m²K) |  | U-value: |  | W/(m²K) |  |  |  |  | RT | 0 | R'T | 0 | [5 empty] | R''T | #VALUE!
[19 empty] | e | 0%
[8 empty] | Assembly no. | [6 empty] | Interior insulation?
[8 empty] | 29ud | [11 empty] | Nebenrechnung:
Heat transmission resistance [m²K/W]
[8 empty] | Orientation of building element |  | interior Rsi | [9 empty] | Obere Abschätzung für R |  |  | Untere Abschätzung für R
|  |  |  | Selection of types of building layer |  |  |  | Adjacent to |  | exterior Rse: | [10 empty] | d/l |  |  | lambda |  |  | Anteil Teilflächen
| lambda | Dicke [mm] |  | Area section 1 | l [W/(mK)] | Thickness [mm] |  | Area section 1 | l [W/(mK)] | Area section 2 (optional) | l [W/(mK)] | Area section 3 (optional) | l [W/(mK)] |  | Thickness [mm] |  |  |  |  | Teilfl. 1 | Teilfl. 2 | Teilfl. 3 | Teilfl. 1 | Teilfl. 2 | Teilfl. 3 | Teilfl. 1 | Teilfl. 2 | Teilfl. 3 | RSchicht
[20 empty] | 0 | 0 | 0 | 0 | 0 | 0 | 1 | 0 | 0 | 0
[20 empty] | 0 | 0 | 0 | 0 | 0 | 0 | 1 | 0 | 0 | 0
[20 empty] | 0 | 0 | 0 | 0 | 0 | 0 | 1 | 0 | 0 | 0
[20 empty] | 0 | 0 | 0 | 0 | 0 | 0 | 1 | 0 | 0 | 0
[20 empty] | 0 | 0 | 0 | 0 | 0 | 0 | 1 | 0 | 0 | 0
[20 empty] | 0 | 0 | 0 | 0 | 0 | 0 | 1 | 0 | 0 | 0
[20 empty] | 0 | 0 | 0 | 0 | 0 | 0 | 1 | 0 | 0 | 0
[20 empty] | 0 | 0 | 0 | 0 | 0 | 0 | 1 | 0 | 0 | 0
[9 empty] | Percentage of sec. 1 |  | Percentage of sec. 2 |  | Percentage of sec. 3 |  | Total |  |  |  | 1/RTeilfläche | 0 | 0 | 0
| sverweis: | 4 | [6 empty] | 100% | [6 empty] | cm |  |  | Flächenanteil | 1 | 0 | 0
[8 empty] | U-value supplement |  | W/(m²K) |  | U-value: |  | W/(m²K) |  |  |  |  | RT | 0 | R'T | 0 | [5 empty] | R''T | #VALUE!
[19 empty] | e | 0%
[8 empty] | Assembly no. | [6 empty] | Interior insulation?
[8 empty] | 30ud | [11 empty] | Nebenrechnung:
Heat transmission resistance [m²K/W]
[8 empty] | Orientation of building element |  | interior Rsi | [9 empty] | Obere Abschätzung für R |  |  | Untere Abschätzung für R
|  |  |  | Selection of types of building layer |  |  |  | Adjacent to |  | exterior Rse: | [10 empty] | d/l |  |  | lambda |  |  | Anteil Teilflächen
| lambda | Dicke [mm] |  | Area section 1 | l [W/(mK)] | Thickness [mm] |  | Area section 1 | l [W/(mK)] | Area section 2 (optional) | l [W/(mK)] | Area section 3 (optional) | l [W/(mK)] |  | Thickness [mm] |  |  |  |  | Teilfl. 1 | Teilfl. 2 | Teilfl. 3 | Teilfl. 1 | Teilfl. 2 | Teilfl. 3 | Teilfl. 1 | Teilfl. 2 | Teilfl. 3 | RSchicht
[20 empty] | 0 | 0 | 0 | 0 | 0 | 0 | 1 | 0 | 0 | 0
[20 empty] | 0 | 0 | 0 | 0 | 0 | 0 | 1 | 0 | 0 | 0
[20 empty] | 0 | 0 | 0 | 0 | 0 | 0 | 1 | 0 | 0 | 0
[20 empty] | 0 | 0 | 0 | 0 | 0 | 0 | 1 | 0 | 0 | 0
[20 empty] | 0 | 0 | 0 | 0 | 0 | 0 | 1 | 0 | 0 | 0
[20 empty] | 0 | 0 | 0 | 0 | 0 | 0 | 1 | 0 | 0 | 0
[20 empty] | 0 | 0 | 0 | 0 | 0 | 0 | 1 | 0 | 0 | 0
[20 empty] | 0 | 0 | 0 | 0 | 0 | 0 | 1 | 0 | 0 | 0
[9 empty] | Percentage of sec. 1 |  | Percentage of sec. 2 |  | Percentage of sec. 3 |  | Total |  |  |  | 1/RTeilfläche | 0 | 0 | 0
| sverweis: | 4 | [6 empty] | 100% | [6 empty] | cm |  |  | Flächenanteil | 1 | 0 | 0
[8 empty] | U-value supplement |  | W/(m²K) |  | U-value: |  | W/(m²K) |  |  |  |  | RT | 0 | R'T | 0 | [5 empty] | R''T | #VALUE!
[19 empty] | e | 0%
[8 empty] | Assembly no. | [6 empty] | Interior insulation?
[8 empty] | 31ud | [11 empty] | Nebenrechnung:
Heat transmission resistance [m²K/W]
[8 empty] | Orientation of building element |  | interior Rsi | [9 empty] | Obere Abschätzung für R |  |  | Untere Abschätzung für R
|  |  |  | Selection of types of building layer |  |  |  | Adjacent to |  | exterior Rse: | [10 empty] | d/l |  |  | lambda |  |  | Anteil Teilflächen
| lambda | Dicke [mm] |  | Area section 1 | l [W/(mK)] | Thickness [mm] |  | Area section 1 | l [W/(mK)] | Area section 2 (optional) | l [W/(mK)] | Area section 3 (optional) | l [W/(mK)] |  | Thickness [mm] |  |  |  |  | Teilfl. 1 | Teilfl. 2 | Teilfl. 3 | Teilfl. 1 | Teilfl. 2 | Teilfl. 3 | Teilfl. 1 | Teilfl. 2 | Teilfl. 3 | RSchicht
[20 empty] | 0 | 0 | 0 | 0 | 0 | 0 | 1 | 0 | 0 | 0
[20 empty] | 0 | 0 | 0 | 0 | 0 | 0 | 1 | 0 | 0 | 0
[20 empty] | 0 | 0 | 0 | 0 | 0 | 0 | 1 | 0 | 0 | 0
[20 empty] | 0 | 0 | 0 | 0 | 0 | 0 | 1 | 0 | 0 | 0
[20 empty] | 0 | 0 | 0 | 0 | 0 | 0 | 1 | 0 | 0 | 0
[20 empty] | 0 | 0 | 0 | 0 | 0 | 0 | 1 | 0 | 0 | 0
[20 empty] | 0 | 0 | 0 | 0 | 0 | 0 | 1 | 0 | 0 | 0
[20 empty] | 0 | 0 | 0 | 0 | 0 | 0 | 1 | 0 | 0 | 0
[9 empty] | Percentage of sec. 1 |  | Percentage of sec. 2 |  | Percentage of sec. 3 |  | Total |  |  |  | 1/RTeilfläche | 0 | 0 | 0
| sverweis: | 4 | [6 empty] | 100% | [6 empty] | cm |  |  | Flächenanteil | 1 | 0 | 0
[8 empty] | U-value supplement |  | W/(m²K) |  | U-value: |  | W/(m²K) |  |  |  |  | RT | 0 | R'T | 0 | [5 empty] | R''T | #VALUE!
[19 empty] | e | 0%
[8 empty] | Assembly no. | [6 empty] | Interior insulation?
[8 empty] | 32ud | [11 empty] | Nebenrechnung:
Heat transmission resistance [m²K/W]
[8 empty] | Orientation of building element |  | interior Rsi | [9 empty] | Obere Abschätzung für R |  |  | Untere Abschätzung für R
|  |  |  | Selection of types of building layer |  |  |  | Adjacent to |  | exterior Rse: | [10 empty] | d/l |  |  | lambda |  |  | Anteil Teilflächen
| lambda | Dicke [mm] |  | Area section 1 | l [W/(mK)] | Thickness [mm] |  | Area section 1 | l [W/(mK)] | Area section 2 (optional) | l [W/(mK)] | Area section 3 (optional) | l [W/(mK)] |  | Thickness [mm] |  |  |  |  | Teilfl. 1 | Teilfl. 2 | Teilfl. 3 | Teilfl. 1 | Teilfl. 2 | Teilfl. 3 | Teilfl. 1 | Teilfl. 2 | Teilfl. 3 | RSchicht
[20 empty] | 0 | 0 | 0 | 0 | 0 | 0 | 1 | 0 | 0 | 0
[20 empty] | 0 | 0 | 0 | 0 | 0 | 0 | 1 | 0 | 0 | 0
[20 empty] | 0 | 0 | 0 | 0 | 0 | 0 | 1 | 0 | 0 | 0
[20 empty] | 0 | 0 | 0 | 0 | 0 | 0 | 1 | 0 | 0 | 0
[20 empty] | 0 | 0 | 0 | 0 | 0 | 0 | 1 | 0 | 0 | 0
[20 empty] | 0 | 0 | 0 | 0 | 0 | 0 | 1 | 0 | 0 | 0
[20 empty] | 0 | 0 | 0 | 0 | 0 | 0 | 1 | 0 | 0 | 0
[20 empty] | 0 | 0 | 0 | 0 | 0 | 0 | 1 | 0 | 0 | 0
[9 empty] | Percentage of sec. 1 |  | Percentage of sec. 2 |  | Percentage of sec. 3 |  | Total |  |  |  | 1/RTeilfläche | 0 | 0 | 0
| sverweis: | 4 | [6 empty] | 100% | [6 empty] | cm |  |  | Flächenanteil | 1 | 0 | 0
[8 empty] | U-value supplement |  | W/(m²K) |  | U-value: |  | W/(m²K) |  |  |  |  | RT | 0 | R'T | 0 | [5 empty] | R''T | #VALUE!
[19 empty] | e | 0%
[8 empty] | Assembly no. | [6 empty] | Interior insulation?
[8 empty] | 33ud | [11 empty] | Nebenrechnung:
Heat transmission resistance [m²K/W]
[8 empty] | Orientation of building element |  | interior Rsi | [9 empty] | Obere Abschätzung für R |  |  | Untere Abschätzung für R
|  |  |  | Selection of types of building layer |  |  |  | Adjacent to |  | exterior Rse: | [10 empty] | d/l |  |  | lambda |  |  | Anteil Teilflächen
| lambda | Dicke [mm] |  | Area section 1 | l [W/(mK)] | Thickness [mm] |  | Area section 1 | l [W/(mK)] | Area section 2 (optional) | l [W/(mK)] | Area section 3 (optional) | l [W/(mK)] |  | Thickness [mm] |  |  |  |  | Teilfl. 1 | Teilfl. 2 | Teilfl. 3 | Teilfl. 1 | Teilfl. 2 | Teilfl. 3 | Teilfl. 1 | Teilfl. 2 | Teilfl. 3 | RSchicht
[20 empty] | 0 | 0 | 0 | 0 | 0 | 0 | 1 | 0 | 0 | 0
[20 empty] | 0 | 0 | 0 | 0 | 0 | 0 | 1 | 0 | 0 | 0
[20 empty] | 0 | 0 | 0 | 0 | 0 | 0 | 1 | 0 | 0 | 0
[20 empty] | 0 | 0 | 0 | 0 | 0 | 0 | 1 | 0 | 0 | 0
[20 empty] | 0 | 0 | 0 | 0 | 0 | 0 | 1 | 0 | 0 | 0
[20 empty] | 0 | 0 | 0 | 0 | 0 | 0 | 1 | 0 | 0 | 0
[20 empty] | 0 | 0 | 0 | 0 | 0 | 0 | 1 | 0 | 0 | 0
[20 empty] | 0 | 0 | 0 | 0 | 0 | 0 | 1 | 0 | 0 | 0
[9 empty] | Percentage of sec. 1 |  | Percentage of sec. 2 |  | Percentage of sec. 3 |  | Total |  |  |  | 1/RTeilfläche | 0 | 0 | 0
| sverweis: | 4 | [6 empty] | 100% | [6 empty] | cm |  |  | Flächenanteil | 1 | 0 | 0
[8 empty] | U-value supplement |  | W/(m²K) |  | U-value: |  | W/(m²K) |  |  |  |  | RT | 0 | R'T | 0 | [5 empty] | R''T | #VALUE!
[19 empty] | e | 0%
[8 empty] | Assembly no. | [6 empty] | Interior insulation?
[8 empty] | 34ud | [11 empty] | Nebenrechnung:
Heat transmission resistance [m²K/W]
[8 empty] | Orientation of building element |  | interior Rsi | [9 empty] | Obere Abschätzung für R |  |  | Untere Abschätzung für R
|  |  |  | Selection of types of building layer |  |  |  | Adjacent to |  | exterior Rse: | [10 empty] | d/l |  |  | lambda |  |  | Anteil Teilflächen
| lambda | Dicke [mm] |  | Area section 1 | l [W/(mK)] | Thickness [mm] |  | Area section 1 | l [W/(mK)] | Area section 2 (optional) | l [W/(mK)] | Area section 3 (optional) | l [W/(mK)] |  | Thickness [mm] |  |  |  |  | Teilfl. 1 | Teilfl. 2 | Teilfl. 3 | Teilfl. 1 | Teilfl. 2 | Teilfl. 3 | Teilfl. 1 | Teilfl. 2 | Teilfl. 3 | RSchicht
[20 empty] | 0 | 0 | 0 | 0 | 0 | 0 | 1 | 0 | 0 | 0
[20 empty] | 0 | 0 | 0 | 0 | 0 | 0 | 1 | 0 | 0 | 0
[20 empty] | 0 | 0 | 0 | 0 | 0 | 0 | 1 | 0 | 0 | 0
[20 empty] | 0 | 0 | 0 | 0 | 0 | 0 | 1 | 0 | 0 | 0
[20 empty] | 0 | 0 | 0 | 0 | 0 | 0 | 1 | 0 | 0 | 0
[20 empty] | 0 | 0 | 0 | 0 | 0 | 0 | 1 | 0 | 0 | 0
[20 empty] | 0 | 0 | 0 | 0 | 0 | 0 | 1 | 0 | 0 | 0
[20 empty] | 0 | 0 | 0 | 0 | 0 | 0 | 1 | 0 | 0 | 0
[9 empty] | Percentage of sec. 1 |  | Percentage of sec. 2 |  | Percentage of sec. 3 |  | Total |  |  |  | 1/RTeilfläche | 0 | 0 | 0
| sverweis: | 4 | [6 empty] | 100% | [6 empty] | cm |  |  | Flächenanteil | 1 | 0 | 0
[8 empty] | U-value supplement |  | W/(m²K) |  | U-value: |  | W/(m²K) |  |  |  |  | RT | 0 | R'T | 0 | [5 empty] | R''T | #VALUE!
[19 empty] | e | 0%
[8 empty] | Assembly no. | [6 empty] | Interior insulation?
[8 empty] | 35ud | [11 empty] | Nebenrechnung:
Heat transmission resistance [m²K/W]
[8 empty] | Orientation of building element |  | interior Rsi | [9 empty] | Obere Abschätzung für R |  |  | Untere Abschätzung für R
|  |  |  | Selection of types of building layer |  |  |  | Adjacent to |  | exterior Rse: | [10 empty] | d/l |  |  | lambda |  |  | Anteil Teilflächen
| lambda | Dicke [mm] |  | Area section 1 | l [W/(mK)] | Thickness [mm] |  | Area section 1 | l [W/(mK)] | Area section 2 (optional) | l [W/(mK)] | Area section 3 (optional) | l [W/(mK)] |  | Thickness [mm] |  |  |  |  | Teilfl. 1 | Teilfl. 2 | Teilfl. 3 | Teilfl. 1 | Teilfl. 2 | Teilfl. 3 | Teilfl. 1 | Teilfl. 2 | Teilfl. 3 | RSchicht
[20 empty] | 0 | 0 | 0 | 0 | 0 | 0 | 1 | 0 | 0 | 0
[20 empty] | 0 | 0 | 0 | 0 | 0 | 0 | 1 | 0 | 0 | 0
[20 empty] | 0 | 0 | 0 | 0 | 0 | 0 | 1 | 0 | 0 | 0
[20 empty] | 0 | 0 | 0 | 0 | 0 | 0 | 1 | 0 | 0 | 0
[20 empty] | 0 | 0 | 0 | 0 | 0 | 0 | 1 | 0 | 0 | 0
[20 empty] | 0 | 0 | 0 | 0 | 0 | 0 | 1 | 0 | 0 | 0
[20 empty] | 0 | 0 | 0 | 0 | 0 | 0 | 1 | 0 | 0 | 0
[20 empty] | 0 | 0 | 0 | 0 | 0 | 0 | 1 | 0 | 0 | 0
[9 empty] | Percentage of sec. 1 |  | Percentage of sec. 2 |  | Percentage of sec. 3 |  | Total |  |  |  | 1/RTeilfläche | 0 | 0 | 0
| sverweis: | 4 | [6 empty] | 100% | [6 empty] | cm |  |  | Flächenanteil | 1 | 0 | 0
[8 empty] | U-value supplement |  | W/(m²K) |  | U-value: |  | W/(m²K) |  |  |  |  | RT | 0 | R'T | 0 | [5 empty] | R''T | #VALUE!
[19 empty] | e | 0%
[8 empty] | Assembly no. | [6 empty] | Interior insulation?
[8 empty] | 36ud | [11 empty] | Nebenrechnung:
Heat transmission resistance [m²K/W]
[8 empty] | Orientation of building element |  | interior Rsi | [9 empty] | Obere Abschätzung für R |  |  | Untere Abschätzung für R
|  |  |  | Selection of types of building layer |  |  |  | Adjacent to |  | exterior Rse: | [10 empty] | d/l |  |  | lambda |  |  | Anteil Teilflächen
| lambda | Dicke [mm] |  | Area section 1 | l [W/(mK)] | Thickness [mm] |  | Area section 1 | l [W/(mK)] | Area section 2 (optional) | l [W/(mK)] | Area section 3 (optional) | l [W/(mK)] |  | Thickness [mm] |  |  |  |  | Teilfl. 1 | Teilfl. 2 | Teilfl. 3 | Teilfl. 1 | Teilfl. 2 | Teilfl. 3 | Teilfl. 1 | Teilfl. 2 | Teilfl. 3 | RSchicht
[20 empty] | 0 | 0 | 0 | 0 | 0 | 0 | 1 | 0 | 0 | 0
[20 empty] | 0 | 0 | 0 | 0 | 0 | 0 | 1 | 0 | 0 | 0
[20 empty] | 0 | 0 | 0 | 0 | 0 | 0 | 1 | 0 | 0 | 0
[20 empty] | 0 | 0 | 0 | 0 | 0 | 0 | 1 | 0 | 0 | 0
[20 empty] | 0 | 0 | 0 | 0 | 0 | 0 | 1 | 0 | 0 | 0
[20 empty] | 0 | 0 | 0 | 0 | 0 | 0 | 1 | 0 | 0 | 0
[20 empty] | 0 | 0 | 0 | 0 | 0 | 0 | 1 | 0 | 0 | 0
[20 empty] | 0 | 0 | 0 | 0 | 0 | 0 | 1 | 0 | 0 | 0
[9 empty] | Percentage of sec. 1 |  | Percentage of sec. 2 |  | Percentage of sec. 3 |  | Total |  |  |  | 1/RTeilfläche | 0 | 0 | 0
| sverweis: | 4 | [6 empty] | 100% | [6 empty] | cm |  |  | Flächenanteil | 1 | 0 | 0
[8 empty] | U-value supplement |  | W/(m²K) |  | U-value: |  | W/(m²K) |  |  |  |  | RT | 0 | R'T | 0 | [5 empty] | R''T | #VALUE!
[19 empty] | e | 0%
[8 empty] | Assembly no. | [6 empty] | Interior insulation?
[8 empty] | 37ud | [11 empty] | Nebenrechnung:
Heat transmission resistance [m²K/W]
[8 empty] | Orientation of building element |  | interior Rsi | [9 empty] | Obere Abschätzung für R |  |  | Untere Abschätzung für R
|  |  |  | Selection of types of building layer |  |  |  | Adjacent to |  | exterior Rse: | [10 empty] | d/l |  |  | lambda |  |  | Anteil Teilflächen
| lambda | Dicke [mm] |  | Area section 1 | l [W/(mK)] | Thickness [mm] |  | Area section 1 | l [W/(mK)] | Area section 2 (optional) | l [W/(mK)] | Area section 3 (optional) | l [W/(mK)] |  | Thickness [mm] |  |  |  |  | Teilfl. 1 | Teilfl. 2 | Teilfl. 3 | Teilfl. 1 | Teilfl. 2 | Teilfl. 3 | Teilfl. 1 | Teilfl. 2 | Teilfl. 3 | RSchicht
[20 empty] | 0 | 0 | 0 | 0 | 0 | 0 | 1 | 0 | 0 | 0
[20 empty] | 0 | 0 | 0 | 0 | 0 | 0 | 1 | 0 | 0 | 0
[20 empty] | 0 | 0 | 0 | 0 | 0 | 0 | 1 | 0 | 0 | 0
[20 empty] | 0 | 0 | 0 | 0 | 0 | 0 | 1 | 0 | 0 | 0
[20 empty] | 0 | 0 | 0 | 0 | 0 | 0 | 1 | 0 | 0 | 0
[20 empty] | 0 | 0 | 0 | 0 | 0 | 0 | 1 | 0 | 0 | 0
[20 empty] | 0 | 0 | 0 | 0 | 0 | 0 | 1 | 0 | 0 | 0
[20 empty] | 0 | 0 | 0 | 0 | 0 | 0 | 1 | 0 | 0 | 0
[9 empty] | Percentage of sec. 1 |  | Percentage of sec. 2 |  | Percentage of sec. 3 |  | Total |  |  |  | 1/RTeilfläche | 0 | 0 | 0
| sverweis: | 4 | [6 empty] | 100% | [6 empty] | cm |  |  | Flächenanteil | 1 | 0 | 0
[8 empty] | U-value supplement |  | W/(m²K) |  | U-value: |  | W/(m²K) |  |  |  |  | RT | 0 | R'T | 0 | [5 empty] | R''T | #VALUE!
[19 empty] | e | 0%
[8 empty] | Assembly no. | [6 empty] | Interior insulation?
[8 empty] | 38ud | [11 empty] | Nebenrechnung:
Heat transmission resistance [m²K/W]
[8 empty] | Orientation of building element |  | interior Rsi | [9 empty] | Obere Abschätzung für R |  |  | Untere Abschätzung für R
|  |  |  | Selection of types of building layer |  |  |  | Adjacent to |  | exterior Rse: | [10 empty] | d/l |  |  | lambda |  |  | Anteil Teilflächen
| lambda | Dicke [mm] |  | Area section 1 | l [W/(mK)] | Thickness [mm] |  | Area section 1 | l [W/(mK)] | Area section 2 (optional) | l [W/(mK)] | Area section 3 (optional) | l [W/(mK)] |  | Thickness [mm] |  |  |  |  | Teilfl. 1 | Teilfl. 2 | Teilfl. 3 | Teilfl. 1 | Teilfl. 2 | Teilfl. 3 | Teilfl. 1 | Teilfl. 2 | Teilfl. 3 | RSchicht
[20 empty] | 0 | 0 | 0 | 0 | 0 | 0 | 1 | 0 | 0 | 0
[20 empty] | 0 | 0 | 0 | 0 | 0 | 0 | 1 | 0 | 0 | 0
[20 empty] | 0 | 0 | 0 | 0 | 0 | 0 | 1 | 0 | 0 | 0
[20 empty] | 0 | 0 | 0 | 0 | 0 | 0 | 1 | 0 | 0 | 0
[20 empty] | 0 | 0 | 0 | 0 | 0 | 0 | 1 | 0 | 0 | 0
[20 empty] | 0 | 0 | 0 | 0 | 0 | 0 | 1 | 0 | 0 | 0
[20 empty] | 0 | 0 | 0 | 0 | 0 | 0 | 1 | 0 | 0 | 0
[20 empty] | 0 | 0 | 0 | 0 | 0 | 0 | 1 | 0 | 0 | 0
[9 empty] | Percentage of sec. 1 |  | Percentage of sec. 2 |  | Percentage of sec. 3 |  | Total |  |  |  | 1/RTeilfläche | 0 | 0 | 0
| sverweis: | 4 | [6 empty] | 100% | [6 empty] | cm |  |  | Flächenanteil | 1 | 0 | 0
[8 empty] | U-value supplement |  | W/(m²K) |  | U-value: |  | W/(m²K) |  |  |  |  | RT | 0 | R'T | 0 | [5 empty] | R''T | #VALUE!
[19 empty] | e | 0%
[8 empty] | Assembly no. | [6 empty] | Interior insulation?
[8 empty] | 39ud | [11 empty] | Nebenrechnung:
Heat transmission resistance [m²K/W]
[8 empty] | Orientation of building element |  | interior Rsi | [9 empty] | Obere Abschätzung für R |  |  | Untere Abschätzung für R
|  |  |  | Selection of types of building layer |  |  |  | Adjacent to |  | exterior Rse: | [10 empty] | d/l |  |  | lambda |  |  | Anteil Teilflächen
| lambda | Dicke [mm] |  | Area section 1 | l [W/(mK)] | Thickness [mm] |  | Area section 1 | l [W/(mK)] | Area section 2 (optional) | l [W/(mK)] | Area section 3 (optional) | l [W/(mK)] |  | Thickness [mm] |  |  |  |  | Teilfl. 1 | Teilfl. 2 | Teilfl. 3 | Teilfl. 1 | Teilfl. 2 | Teilfl. 3 | Teilfl. 1 | Teilfl. 2 | Teilfl. 3 | RSchicht
[20 empty] | 0 | 0 | 0 | 0 | 0 | 0 | 1 | 0 | 0 | 0
[20 empty] | 0 | 0 | 0 | 0 | 0 | 0 | 1 | 0 | 0 | 0
[20 empty] | 0 | 0 | 0 | 0 | 0 | 0 | 1 | 0 | 0 | 0
[20 empty] | 0 | 0 | 0 | 0 | 0 | 0 | 1 | 0 | 0 | 0
[20 empty] | 0 | 0 | 0 | 0 | 0 | 0 | 1 | 0 | 0 | 0
[20 empty] | 0 | 0 | 0 | 0 | 0 | 0 | 1 | 0 | 0 | 0
[20 empty] | 0 | 0 | 0 | 0 | 0 | 0 | 1 | 0 | 0 | 0
[20 empty] | 0 | 0 | 0 | 0 | 0 | 0 | 1 | 0 | 0 | 0
[9 empty] | Percentage of sec. 1 |  | Percentage of sec. 2 |  | Percentage of sec. 3 |  | Total |  |  |  | 1/RTeilfläche | 0 | 0 | 0
| sverweis: | 4 | [6 empty] | 100% | [6 empty] | cm |  |  | Flächenanteil | 1 | 0 | 0
[8 empty] | U-value supplement |  | W/(m²K) |  | U-value: |  | W/(m²K) |  |  |  |  | RT | 0 | R'T | 0 | [5 empty] | R''T | #VALUE!
[19 empty] | e | 0%
[8 empty] | Assembly no. | [6 empty] | Interior insulation?
[8 empty] | 40ud | [11 empty] | Nebenrechnung:
Heat transmission resistance [m²K/W]
[8 empty] | Orientation of building element |  | interior Rsi | [9 empty] | Obere Abschätzung für R |  |  | Untere Abschätzung für R
|  |  |  | Selection of types of building layer |  |  |  | Adjacent to |  | exterior Rse: | [10 empty] | d/l |  |  | lambda |  |  | Anteil Teilflächen
| lambda | Dicke [mm] |  | Area section 1 | l [W/(mK)] | Thickness [mm] |  | Area section 1 | l [W/(mK)] | Area section 2 (optional) | l [W/(mK)] | Area section 3 (optional) | l [W/(mK)] |  | Thickness [mm] |  |  |  |  | Teilfl. 1 | Teilfl. 2 | Teilfl. 3 | Teilfl. 1 | Teilfl. 2 | Teilfl. 3 | Teilfl. 1 | Teilfl. 2 | Teilfl. 3 | RSchicht
[20 empty] | 0 | 0 | 0 | 0 | 0 | 0 | 1 | 0 | 0 | 0
[20 empty] | 0 | 0 | 0 | 0 | 0 | 0 | 1 | 0 | 0 | 0
[20 empty] | 0 | 0 | 0 | 0 | 0 | 0 | 1 | 0 | 0 | 0
[20 empty] | 0 | 0 | 0 | 0 | 0 | 0 | 1 | 0 | 0 | 0
[20 empty] | 0 | 0 | 0 | 0 | 0 | 0 | 1 | 0 | 0 | 0
[20 empty] | 0 | 0 | 0 | 0 | 0 | 0 | 1 | 0 | 0 | 0
[20 empty] | 0 | 0 | 0 | 0 | 0 | 0 | 1 | 0 | 0 | 0
[20 empty] | 0 | 0 | 0 | 0 | 0 | 0 | 1 | 0 | 0 | 0
[9 empty] | Percentage of sec. 1 |  | Percentage of sec. 2 |  | Percentage of sec. 3 |  | Total |  |  |  | 1/RTeilfläche | 0 | 0 | 0
| sverweis: | 4 | [6 empty] | 100% | [6 empty] | cm |  |  | Flächenanteil | 1 | 0 | 0
[8 empty] | U-value supplement |  | W/(m²K) |  | U-value: |  | W/(m²K) |  |  |  |  | RT | 0 | R'T | 0 | [5 empty] | R''T | #VALUE!
[19 empty] | e | 0%
[8 empty] | Assembly no. | [6 empty] | Interior insulation?
[8 empty] | 41ud | [11 empty] | Nebenrechnung:
Heat transmission resistance [m²K/W]
[8 empty] | Orientation of building element |  | interior Rsi | [9 empty] | Obere Abschätzung für R |  |  | Untere Abschätzung für R
|  |  |  | Selection of types of building layer |  |  |  | Adjacent to |  | exterior Rse: | [10 empty] | d/l |  |  | lambda |  |  | Anteil Teilflächen
| lambda | Dicke [mm] |  | Area section 1 | l [W/(mK)] | Thickness [mm] |  | Area section 1 | l [W/(mK)] | Area section 2 (optional) | l [W/(mK)] | Area section 3 (optional) | l [W/(mK)] |  | Thickness [mm] |  |  |  |  | Teilfl. 1 | Teilfl. 2 | Teilfl. 3 | Teilfl. 1 | Teilfl. 2 | Teilfl. 3 | Teilfl. 1 | Teilfl. 2 | Teilfl. 3 | RSchicht
[20 empty] | 0 | 0 | 0 | 0 | 0 | 0 | 1 | 0 | 0 | 0
[20 empty] | 0 | 0 | 0 | 0 | 0 | 0 | 1 | 0 | 0 | 0
[20 empty] | 0 | 0 | 0 | 0 | 0 | 0 | 1 | 0 | 0 | 0
[20 empty] | 0 | 0 | 0 | 0 | 0 | 0 | 1 | 0 | 0 | 0
[20 empty] | 0 | 0 | 0 | 0 | 0 | 0 | 1 | 0 | 0 | 0
[20 empty] | 0 | 0 | 0 | 0 | 0 | 0 | 1 | 0 | 0 | 0
[20 empty] | 0 | 0 | 0 | 0 | 0 | 0 | 1 | 0 | 0 | 0
[20 empty] | 0 | 0 | 0 | 0 | 0 | 0 | 1 | 0 | 0 | 0
[9 empty] | Percentage of sec. 1 |  | Percentage of sec. 2 |  | Percentage of sec. 3 |  | Total |  |  |  | 1/RTeilfläche | 0 | 0 | 0
| sverweis: | 4 | [6 empty] | 100% | [6 empty] | cm |  |  | Flächenanteil | 1 | 0 | 0
[8 empty] | U-value supplement |  | W/(m²K) |  | U-value: |  | W/(m²K) |  |  |  |  | RT | 0 | R'T | 0 | [5 empty] | R''T | #VALUE!
[19 empty] | e | 0%
[8 empty] | Assembly no. | [6 empty] | Interior insulation?
[8 empty] | 42ud | [11 empty] | Nebenrechnung:
Heat transmission resistance [m²K/W]
[8 empty] | Orientation of building element |  | interior Rsi | [9 empty] | Obere Abschätzung für R |  |  | Untere Abschätzung für R
|  |  |  | Selection of types of building layer |  |  |  | Adjacent to |  | exterior Rse: | [10 empty] | d/l |  |  | lambda |  |  | Anteil Teilflächen
| lambda | Dicke [mm] |  | Area section 1 | l [W/(mK)] | Thickness [mm] |  | Area section 1 | l [W/(mK)] | Area section 2 (optional) | l [W/(mK)] | Area section 3 (optional) | l [W/(mK)] |  | Thickness [mm] |  |  |  |  | Teilfl. 1 | Teilfl. 2 | Teilfl. 3 | Teilfl. 1 | Teilfl. 2 | Teilfl. 3 | Teilfl. 1 | Teilfl. 2 | Teilfl. 3 | RSchicht
[20 empty] | 0 | 0 | 0 | 0 | 0 | 0 | 1 | 0 | 0 | 0
[20 empty] | 0 | 0 | 0 | 0 | 0 | 0 | 1 | 0 | 0 | 0
[20 empty] | 0 | 0 | 0 | 0 | 0 | 0 | 1 | 0 | 0 | 0
[20 empty] | 0 | 0 | 0 | 0 | 0 | 0 | 1 | 0 | 0 | 0
[20 empty] | 0 | 0 | 0 | 0 | 0 | 0 | 1 | 0 | 0 | 0
[20 empty] | 0 | 0 | 0 | 0 | 0 | 0 | 1 | 0 | 0 | 0
[20 empty] | 0 | 0 | 0 | 0 | 0 | 0 | 1 | 0 | 0 | 0
[20 empty] | 0 | 0 | 0 | 0 | 0 | 0 | 1 | 0 | 0 | 0
[9 empty] | Percentage of sec. 1 |  | Percentage of sec. 2 |  | Percentage of sec. 3 |  | Total |  |  |  | 1/RTeilfläche | 0 | 0 | 0
| sverweis: | 4 | [6 empty] | 100% | [6 empty] | cm |  |  | Flächenanteil | 1 | 0 | 0
[8 empty] | U-value supplement |  | W/(m²K) |  | U-value: |  | W/(m²K) |  |  |  |  | RT | 0 | R'T | 0 | [5 empty] | R''T | #VALUE!
[19 empty] | e | 0%
[8 empty] | Assembly no. | [6 empty] | Interior insulation?
[8 empty] | 43ud | [11 empty] | Nebenrechnung:
Heat transmission resistance [m²K/W]
[8 empty] | Orientation of building element |  | interior Rsi | [9 empty] | Obere Abschätzung für R |  |  | Untere Abschätzung für R
|  |  |  | Selection of types of building layer |  |  |  | Adjacent to |  | exterior Rse: | [10 empty] | d/l |  |  | lambda |  |  | Anteil Teilflächen
| lambda | Dicke [mm] |  | Area section 1 | l [W/(mK)] | Thickness [mm] |  | Area section 1 | l [W/(mK)] | Area section 2 (optional) | l [W/(mK)] | Area section 3 (optional) | l [W/(mK)] |  | Thickness [mm] |  |  |  |  | Teilfl. 1 | Teilfl. 2 | Teilfl. 3 | Teilfl. 1 | Teilfl. 2 | Teilfl. 3 | Teilfl. 1 | Teilfl. 2 | Teilfl. 3 | RSchicht
[20 empty] | 0 | 0 | 0 | 0 | 0 | 0 | 1 | 0 | 0 | 0
[20 empty] | 0 | 0 | 0 | 0 | 0 | 0 | 1 | 0 | 0 | 0
[20 empty] | 0 | 0 | 0 | 0 | 0 | 0 | 1 | 0 | 0 | 0
[20 empty] | 0 | 0 | 0 | 0 | 0 | 0 | 1 | 0 | 0 | 0
[20 empty] | 0 | 0 | 0 | 0 | 0 | 0 | 1 | 0 | 0 | 0
[20 empty] | 0 | 0 | 0 | 0 | 0 | 0 | 1 | 0 | 0 | 0
[20 empty] | 0 | 0 | 0 | 0 | 0 | 0 | 1 | 0 | 0 | 0
[20 empty] | 0 | 0 | 0 | 0 | 0 | 0 | 1 | 0 | 0 | 0
[9 empty] | Percentage of sec. 1 |  | Percentage of sec. 2 |  | Percentage of sec. 3 |  | Total |  |  |  | 1/RTeilfläche | 0 | 0 | 0
| sverweis: | 4 | [6 empty] | 100% | [6 empty] | cm |  |  | Flächenanteil | 1 | 0 | 0
[8 empty] | U-value supplement |  | W/(m²K) |  | U-value: |  | W/(m²K) |  |  |  |  | RT | 0 | R'T | 0 | [5 empty] | R''T | #VALUE!
[19 empty] | e | 0%
[8 empty] | Assembly no. | [6 empty] | Interior insulation?
[8 empty] | 44ud | [11 empty] | Nebenrechnung:
Heat transmission resistance [m²K/W]
[8 empty] | Orientation of building element |  | interior Rsi | [9 empty] | Obere Abschätzung für R |  |  | Untere Abschätzung für R
|  |  |  | Selection of types of building layer |  |  |  | Adjacent to |  | exterior Rse: | [10 empty] | d/l |  |  | lambda |  |  | Anteil Teilflächen
| lambda | Dicke [mm] |  | Area section 1 | l [W/(mK)] | Thickness [mm] |  | Area section 1 | l [W/(mK)] | Area section 2 (optional) | l [W/(mK)] | Area section 3 (optional) | l [W/(mK)] |  | Thickness [mm] |  |  |  |  | Teilfl. 1 | Teilfl. 2 | Teilfl. 3 | Teilfl. 1 | Teilfl. 2 | Teilfl. 3 | Teilfl. 1 | Teilfl. 2 | Teilfl. 3 | RSchicht
[20 empty] | 0 | 0 | 0 | 0 | 0 | 0 | 1 | 0 | 0 | 0
[20 empty] | 0 | 0 | 0 | 0 | 0 | 0 | 1 | 0 | 0 | 0
[20 empty] | 0 | 0 | 0 | 0 | 0 | 0 | 1 | 0 | 0 | 0
[20 empty] | 0 | 0 | 0 | 0 | 0 | 0 | 1 | 0 | 0 | 0
[20 empty] | 0 | 0 | 0 | 0 | 0 | 0 | 1 | 0 | 0 | 0
[20 empty] | 0 | 0 | 0 | 0 | 0 | 0 | 1 | 0 | 0 | 0
[20 empty] | 0 | 0 | 0 | 0 | 0 | 0 | 1 | 0 | 0 | 0
[20 empty] | 0 | 0 | 0 | 0 | 0 | 0 | 1 | 0 | 0 | 0
[9 empty] | Percentage of sec. 1 |  | Percentage of sec. 2 |  | Percentage of sec. 3 |  | Total |  |  |  | 1/RTeilfläche | 0 | 0 | 0
| sverweis: | 4 | [6 empty] | 100% | [6 empty] | cm |  |  | Flächenanteil | 1 | 0 | 0
[8 empty] | U-value supplement |  | W/(m²K) |  | U-value: |  | W/(m²K) |  |  |  |  | RT | 0 | R'T | 0 | [5 empty] | R''T | #VALUE!
[19 empty] | e | 0%
[8 empty] | Assembly no. | [6 empty] | Interior insulation?
[8 empty] | 45ud | [11 empty] | Nebenrechnung:
Heat transmission resistance [m²K/W]
[8 empty] | Orientation of building element |  | interior Rsi | [9 empty] | Obere Abschätzung für R |  |  | Untere Abschätzung für R
|  |  |  | Selection of types of building layer |  |  |  | Adjacent to |  | exterior Rse: | [10 empty] | d/l |  |  | lambda |  |  | Anteil Teilflächen
| lambda | Dicke [mm] |  | Area section 1 | l [W/(mK)] | Thickness [mm] |  | Area section 1 | l [W/(mK)] | Area section 2 (optional) | l [W/(mK)] | Area section 3 (optional) | l [W/(mK)] |  | Thickness [mm] |  |  |  |  | Teilfl. 1 | Teilfl. 2 | Teilfl. 3 | Teilfl. 1 | Teilfl. 2 | Teilfl. 3 | Teilfl. 1 | Teilfl. 2 | Teilfl. 3 | RSchicht
[20 empty] | 0 | 0 | 0 | 0 | 0 | 0 | 1 | 0 | 0 | 0
[20 empty] | 0 | 0 | 0 | 0 | 0 | 0 | 1 | 0 | 0 | 0
[20 empty] | 0 | 0 | 0 | 0 | 0 | 0 | 1 | 0 | 0 | 0
[20 empty] | 0 | 0 | 0 | 0 | 0 | 0 | 1 | 0 | 0 | 0
[20 empty] | 0 | 0 | 0 | 0 | 0 | 0 | 1 | 0 | 0 | 0
[20 empty] | 0 | 0 | 0 | 0 | 0 | 0 | 1 | 0 | 0 | 0
[20 empty] | 0 | 0 | 0 | 0 | 0 | 0 | 1 | 0 | 0 | 0
[20 empty] | 0 | 0 | 0 | 0 | 0 | 0 | 1 | 0 | 0 | 0
[9 empty] | Percentage of sec. 1 |  | Percentage of sec. 2 |  | Percentage of sec. 3 |  | Total |  |  |  | 1/RTeilfläche | 0 | 0 | 0
| sverweis: | 4 | [6 empty] | 100% | [6 empty] | cm |  |  | Flächenanteil | 1 | 0 | 0
[8 empty] | U-value supplement |  | W/(m²K) |  | U-value: |  | W/(m²K) |  |  |  |  | RT | 0 | R'T | 0 | [5 empty] | R''T | #VALUE!
[19 empty] | e | 0%
[8 empty] | Assembly no. | [6 empty] | Interior insulation?
[8 empty] | 46ud | [11 empty] | Nebenrechnung:
Heat transmission resistance [m²K/W]
[8 empty] | Orientation of building element |  | interior Rsi | [9 empty] | Obere Abschätzung für R |  |  | Untere Abschätzung für R
|  |  |  | Selection of types of building layer |  |  |  | Adjacent to |  | exterior Rse: | [10 empty] | d/l |  |  | lambda |  |  | Anteil Teilflächen
| lambda | Dicke [mm] |  | Area section 1 | l [W/(mK)] | Thickness [mm] |  | Area section 1 | l [W/(mK)] | Area section 2 (optional) | l [W/(mK)] | Area section 3 (optional) | l [W/(mK)] |  | Thickness [mm] |  |  |  |  | Teilfl. 1 | Teilfl. 2 | Teilfl. 3 | Teilfl. 1 | Teilfl. 2 | Teilfl. 3 | Teilfl. 1 | Teilfl. 2 | Teilfl. 3 | RSchicht
[20 empty] | 0 | 0 | 0 | 0 | 0 | 0 | 1 | 0 | 0 | 0
[20 empty] | 0 | 0 | 0 | 0 | 0 | 0 | 1 | 0 | 0 | 0
[20 empty] | 0 | 0 | 0 | 0 | 0 | 0 | 1 | 0 | 0 | 0
[20 empty] | 0 | 0 | 0 | 0 | 0 | 0 | 1 | 0 | 0 | 0
[20 empty] | 0 | 0 | 0 | 0 | 0 | 0 | 1 | 0 | 0 | 0
[20 empty] | 0 | 0 | 0 | 0 | 0 | 0 | 1 | 0 | 0 | 0
[20 empty] | 0 | 0 | 0 | 0 | 0 | 0 | 1 | 0 | 0 | 0
[20 empty] | 0 | 0 | 0 | 0 | 0 | 0 | 1 | 0 | 0 | 0
[9 empty] | Percentage of sec. 1 |  | Percentage of sec. 2 |  | Percentage of sec. 3 |  | Total |  |  |  | 1/RTeilfläche | 0 | 0 | 0
| sverweis: | 4 | [6 empty] | 100% | [6 empty] | cm |  |  | Flächenanteil | 1 | 0 | 0
[8 empty] | U-value supplement |  | W/(m²K) |  | U-value: |  | W/(m²K) |  |  |  |  | RT | 0 | R'T | 0 | [5 empty] | R''T | #VALUE!
[19 empty] | e | 0%
[8 empty] | Assembly no. | [6 empty] | Interior insulation?
[8 empty] | 47ud | [11 empty] | Nebenrechnung:
Heat transmission resistance [m²K/W]
[8 empty] | Orientation of building element |  | interior Rsi | [9 empty] | Obere Abschätzung für R |  |  | Untere Abschätzung für R
|  |  |  | Selection of types of building layer |  |  |  | Adjacent to |  | exterior Rse: | [10 empty] | d/l |  |  | lambda |  |  | Anteil Teilflächen
| lambda | Dicke [mm] |  | Area section 1 | l [W/(mK)] | Thickness [mm] |  | Area section 1 | l [W/(mK)] | Area section 2 (optional) | l [W/(mK)] | Area section 3 (optional) | l [W/(mK)] |  | Thickness [mm] |  |  |  |  | Teilfl. 1 | Teilfl. 2 | Teilfl. 3 | Teilfl. 1 | Teilfl. 2 | Teilfl. 3 | Teilfl. 1 | Teilfl. 2 | Teilfl. 3 | RSchicht
[20 empty] | 0 | 0 | 0 | 0 | 0 | 0 | 1 | 0 | 0 | 0
[20 empty] | 0 | 0 | 0 | 0 | 0 | 0 | 1 | 0 | 0 | 0
[20 empty] | 0 | 0 | 0 | 0 | 0 | 0 | 1 | 0 | 0 | 0
[20 empty] | 0 | 0 | 0 | 0 | 0 | 0 | 1 | 0 | 0 | 0
[20 empty] | 0 | 0 | 0 | 0 | 0 | 0 | 1 | 0 | 0 | 0
[20 empty] | 0 | 0 | 0 | 0 | 0 | 0 | 1 | 0 | 0 | 0
[20 empty] | 0 | 0 | 0 | 0 | 0 | 0 | 1 | 0 | 0 | 0
[20 empty] | 0 | 0 | 0 | 0 | 0 | 0 | 1 | 0 | 0 | 0
[9 empty] | Percentage of sec. 1 |  | Percentage of sec. 2 |  | Percentage of sec. 3 |  | Total |  |  |  | 1/RTeilfläche | 0 | 0 | 0
| sverweis: | 4 | [6 empty] | 100% | [6 empty] | cm |  |  | Flächenanteil | 1 | 0 | 0
[8 empty] | U-value supplement |  | W/(m²K) |  | U-value: |  | W/(m²K) |  |  |  |  | RT | 0 | R'T | 0 | [5 empty] | R''T | #VALUE!
[19 empty] | e | 0%
[8 empty] | Assembly no. | [6 empty] | Interior insulation?
[8 empty] | 48ud | [11 empty] | Nebenrechnung:
Heat transmission resistance [m²K/W]
[8 empty] | Orientation of building element |  | interior Rsi | [9 empty] | Obere Abschätzung für R |  |  | Untere Abschätzung für R
|  |  |  | Selection of types of building layer |  |  |  | Adjacent to |  | exterior Rse: | [10 empty] | d/l |  |  | lambda |  |  | Anteil Teilflächen
| lambda | Dicke [mm] |  | Area section 1 | l [W/(mK)] | Thickness [mm] |  | Area section 1 | l [W/(mK)] | Area section 2 (optional) | l [W/(mK)] | Area section 3 (optional) | l [W/(mK)] |  | Thickness [mm] |  |  |  |  | Teilfl. 1 | Teilfl. 2 | Teilfl. 3 | Teilfl. 1 | Teilfl. 2 | Teilfl. 3 | Teilfl. 1 | Teilfl. 2 | Teilfl. 3 | RSchicht
[20 empty] | 0 | 0 | 0 | 0 | 0 | 0 | 1 | 0 | 0 | 0
[20 empty] | 0 | 0 | 0 | 0 | 0 | 0 | 1 | 0 | 0 | 0
[20 empty] | 0 | 0 | 0 | 0 | 0 | 0 | 1 | 0 | 0 | 0
[20 empty] | 0 | 0 | 0 | 0 | 0 | 0 | 1 | 0 | 0 | 0
[20 empty] | 0 | 0 | 0 | 0 | 0 | 0 | 1 | 0 | 0 | 0
[20 empty] | 0 | 0 | 0 | 0 | 0 | 0 | 1 | 0 | 0 | 0
[20 empty] | 0 | 0 | 0 | 0 | 0 | 0 | 1 | 0 | 0 | 0
[20 empty] | 0 | 0 | 0 | 0 | 0 | 0 | 1 | 0 | 0 | 0
[9 empty] | Percentage of sec. 1 |  | Percentage of sec. 2 |  | Percentage of sec. 3 |  | Total |  |  |  | 1/RTeilfläche | 0 | 0 | 0
| sverweis: | 4 | [6 empty] | 100% | [6 empty] | cm |  |  | Flächenanteil | 1 | 0 | 0
[8 empty] | U-value supplement |  | W/(m²K) |  | U-value: |  | W/(m²K) |  |  |  |  | RT | 0 | R'T | 0 | [5 empty] | R''T | #VALUE!
[19 empty] | e | 0%
[8 empty] | Assembly no. | [6 empty] | Interior insulation?
[8 empty] | 49ud | [11 empty] | Nebenrechnung:
Heat transmission resistance [m²K/W]
[8 empty] | Orientation of building element |  | interior Rsi | [9 empty] | Obere Abschätzung für R |  |  | Untere Abschätzung für R
|  |  |  | Selection of types of building layer |  |  |  | Adjacent to |  | exterior Rse: | [10 empty] | d/l |  |  | lambda |  |  | Anteil Teilflächen
| lambda | Dicke [mm] |  | Area section 1 | l [W/(mK)] | Thickness [mm] |  | Area section 1 | l [W/(mK)] | Area section 2 (optional) | l [W/(mK)] | Area section 3 (optional) | l [W/(mK)] |  | Thickness [mm] |  |  |  |  | Teilfl. 1 | Teilfl. 2 | Teilfl. 3 | Teilfl. 1 | Teilfl. 2 | Teilfl. 3 | Teilfl. 1 | Teilfl. 2 | Teilfl. 3 | RSchicht
[20 empty] | 0 | 0 | 0 | 0 | 0 | 0 | 1 | 0 | 0 | 0
[20 empty] | 0 | 0 | 0 | 0 | 0 | 0 | 1 | 0 | 0 | 0
[20 empty] | 0 | 0 | 0 | 0 | 0 | 0 | 1 | 0 | 0 | 0
[20 empty] | 0 | 0 | 0 | 0 | 0 | 0 | 1 | 0 | 0 | 0
[20 empty] | 0 | 0 | 0 | 0 | 0 | 0 | 1 | 0 | 0 | 0
[20 empty] | 0 | 0 | 0 | 0 | 0 | 0 | 1 | 0 | 0 | 0
[20 empty] | 0 | 0 | 0 | 0 | 0 | 0 | 1 | 0 | 0 | 0
[20 empty] | 0 | 0 | 0 | 0 | 0 | 0 | 1 | 0 | 0 | 0
[9 empty] | Percentage of sec. 1 |  | Percentage of sec. 2 |  | Percentage of sec. 3 |  | Total |  |  |  | 1/RTeilfläche | 0 | 0 | 0
| sverweis: | 4 | [6 empty] | 100% | [6 empty] | cm |  |  | Flächenanteil | 1 | 0 | 0
[8 empty] | U-value supplement |  | W/(m²K) |  | U-value: |  | W/(m²K) |  |  |  |  | RT | 0 | R'T | 0 | [5 empty] | R''T | #VALUE!
[19 empty] | e | 0%
[8 empty] | Assembly no. | [6 empty] | Interior insulation?
[8 empty] | 50ud | [11 empty] | Nebenrechnung:
Heat transmission resistance [m²K/W]
[8 empty] | Orientation of building element |  | interior Rsi | [9 empty] | Obere Abschätzung für R |  |  | Untere Abschätzung für R
|  |  |  | Selection of types of building layer |  |  |  | Adjacent to |  | exterior Rse: | [10 empty] | d/l |  |  | lambda |  |  | Anteil Teilflächen
| lambda | Dicke [mm] |  | Area section 1 | l [W/(mK)] | Thickness [mm] |  | Area section 1 | l [W/(mK)] | Area section 2 (optional) | l [W/(mK)] | Area section 3 (optional) | l [W/(mK)] |  | Thickness [mm] |  |  |  |  | Teilfl. 1 | Teilfl. 2 | Teilfl. 3 | Teilfl. 1 | Teilfl. 2 | Teilfl. 3 | Teilfl. 1 | Teilfl. 2 | Teilfl. 3 | RSchicht
[20 empty] | 0 | 0 | 0 | 0 | 0 | 0 | 1 | 0 | 0 | 0
[20 empty] | 0 | 0 | 0 | 0 | 0 | 0 | 1 | 0 | 0 | 0
[20 empty] | 0 | 0 | 0 | 0 | 0 | 0 | 1 | 0 | 0 | 0
[20 empty] | 0 | 0 | 0 | 0 | 0 | 0 | 1 | 0 | 0 | 0
[20 empty] | 0 | 0 | 0 | 0 | 0 | 0 | 1 | 0 | 0 | 0
[20 empty] | 0 | 0 | 0 | 0 | 0 | 0 | 1 | 0 | 0 | 0
[20 empty] | 0 | 0 | 0 | 0 | 0 | 0 | 1 | 0 | 0 | 0
[20 empty] | 0 | 0 | 0 | 0 | 0 | 0 | 1 | 0 | 0 | 0
[9 empty] | Percentage of sec. 1 |  | Percentage of sec. 2 |  | Percentage of sec. 3 |  | Total |  |  |  | 1/RTeilfläche | 0 | 0 | 0
| sverweis: | 4 | [6 empty] | 100% | [6 empty] | cm |  |  | Flächenanteil | 1 | 0 | 0
[8 empty] | U-value supplement |  | W/(m²K) |  | U-value: |  | W/(m²K) |  |  |  |  | RT | 0 | R'T | 0 | [5 empty] | R''T | #VALUE!
[19 empty] | e | 0%
[8 empty] | Assembly no. | [6 empty] | Interior insulation?
[8 empty] | 51ud | [11 empty] | Nebenrechnung:
Heat transmission resistance [m²K/W]
[8 empty] | Orientation of building element |  | interior Rsi | [9 empty] | Obere Abschätzung für R |  |  | Untere Abschätzung für R
|  |  |  | Selection of types of building layer |  |  |  | Adjacent to |  | exterior Rse: | [10 empty] | d/l |  |  | lambda |  |  | Anteil Teilflächen
| lambda | Dicke [mm] |  | Area section 1 | l [W/(mK)] | Thickness [mm] |  | Area section 1 | l [W/(mK)] | Area section 2 (optional) | l [W/(mK)] | Area section 3 (optional) | l [W/(mK)] |  | Thickness [mm] |  |  |  |  | Teilfl. 1 | Teilfl. 2 | Teilfl. 3 | Teilfl. 1 | Teilfl. 2 | Teilfl. 3 | Teilfl. 1 | Teilfl. 2 | Teilfl. 3 | RSchicht
[20 empty] | 0 | 0 | 0 | 0 | 0 | 0 | 1 | 0 | 0 | 0
[20 empty] | 0 | 0 | 0 | 0 | 0 | 0 | 1 | 0 | 0 | 0
[20 empty] | 0 | 0 | 0 | 0 | 0 | 0 | 1 | 0 | 0 | 0
[20 empty] | 0 | 0 | 0 | 0 | 0 | 0 | 1 | 0 | 0 | 0
[20 empty] | 0 | 0 | 0 | 0 | 0 | 0 | 1 | 0 | 0 | 0
[20 empty] | 0 | 0 | 0 | 0 | 0 | 0 | 1 | 0 | 0 | 0
[20 empty] | 0 | 0 | 0 | 0 | 0 | 0 | 1 | 0 | 0 | 0
[20 empty] | 0 | 0 | 0 | 0 | 0 | 0 | 1 | 0 | 0 | 0
[9 empty] | Percentage of sec. 1 |  | Percentage of sec. 2 |  | Percentage of sec. 3 |  | Total |  |  |  | 1/RTeilfläche | 0 | 0 | 0
| sverweis: | 4 | [6 empty] | 100% | [6 empty] | cm |  |  | Flächenanteil | 1 | 0 | 0
[8 empty] | U-value supplement |  | W/(m²K) |  | U-value: |  | W/(m²K) |  |  |  |  | RT | 0 | R'T | 0 | [5 empty] | R''T | #VALUE!
[19 empty] | e | 0%
[8 empty] | Assembly no. | [6 empty] | Interior insulation?
[8 empty] | 52ud | [11 empty] | Nebenrechnung:
Heat transmission resistance [m²K/W]
[8 empty] | Orientation of building element |  | interior Rsi | [9 empty] | Obere Abschätzung für R |  |  | Untere Abschätzung für R
|  |  |  | Selection of types of building layer |  |  |  | Adjacent to |  | exterior Rse: | [10 empty] | d/l |  |  | lambda |  |  | Anteil Teilflächen
| lambda | Dicke [mm] |  | Area section 1 | l [W/(mK)] | Thickness [mm] |  | Area section 1 | l [W/(mK)] | Area section 2 (optional) | l [W/(mK)] | Area section 3 (optional) | l [W/(mK)] |  | Thickness [mm] |  |  |  |  | Teilfl. 1 | Teilfl. 2 | Teilfl. 3 | Teilfl. 1 | Teilfl. 2 | Teilfl. 3 | Teilfl. 1 | Teilfl. 2 | Teilfl. 3 | RSchicht
[20 empty] | 0 | 0 | 0 | 0 | 0 | 0 | 1 | 0 | 0 | 0
[20 empty] | 0 | 0 | 0 | 0 | 0 | 0 | 1 | 0 | 0 | 0
[20 empty] | 0 | 0 | 0 | 0 | 0 | 0 | 1 | 0 | 0 | 0
[20 empty] | 0 | 0 | 0 | 0 | 0 | 0 | 1 | 0 | 0 | 0
[20 empty] | 0 | 0 | 0 | 0 | 0 | 0 | 1 | 0 | 0 | 0
[20 empty] | 0 | 0 | 0 | 0 | 0 | 0 | 1 | 0 | 0 | 0
[20 empty] | 0 | 0 | 0 | 0 | 0 | 0 | 1 | 0 | 0 | 0
[20 empty] | 0 | 0 | 0 | 0 | 0 | 0 | 1 | 0 | 0 | 0
[9 empty] | Percentage of sec. 1 |  | Percentage of sec. 2 |  | Percentage of sec. 3 |  | Total |  |  |  | 1/RTeilfläche | 0 | 0 | 0
| sverweis: | 4 | [6 empty] | 100% | [6 empty] | cm |  |  | Flächenanteil | 1 | 0 | 0
[8 empty] | U-value supplement |  | W/(m²K) |  | U-value: |  | W/(m²K) |  |  |  |  | RT | 0 | R'T | 0 | [5 empty] | R''T | #VALUE!
[19 empty] | e | 0%
[8 empty] | Assembly no. | [6 empty] | Interior insulation?
[8 empty] | 53ud | [11 empty] | Nebenrechnung:
Heat transmission resistance [m²K/W]
[8 empty] | Orientation of building element |  | interior Rsi | [9 empty] | Obere Abschätzung für R |  |  | Untere Abschätzung für R
|  |  |  | Selection of types of building layer |  |  |  | Adjacent to |  | exterior Rse: | [10 empty] | d/l |  |  | lambda |  |  | Anteil Teilflächen
| lambda | Dicke [mm] |  | Area section 1 | l [W/(mK)] | Thickness [mm] |  | Area section 1 | l [W/(mK)] | Area section 2 (optional) | l [W/(mK)] | Area section 3 (optional) | l [W/(mK)] |  | Thickness [mm] |  |  |  |  | Teilfl. 1 | Teilfl. 2 | Teilfl. 3 | Teilfl. 1 | Teilfl. 2 | Teilfl. 3 | Teilfl. 1 | Teilfl. 2 | Teilfl. 3 | RSchicht
[20 empty] | 0 | 0 | 0 | 0 | 0 | 0 | 1 | 0 | 0 | 0
[20 empty] | 0 | 0 | 0 | 0 | 0 | 0 | 1 | 0 | 0 | 0
[20 empty] | 0 | 0 | 0 | 0 | 0 | 0 | 1 | 0 | 0 | 0
[20 empty] | 0 | 0 | 0 | 0 | 0 | 0 | 1 | 0 | 0 | 0
[20 empty] | 0 | 0 | 0 | 0 | 0 | 0 | 1 | 0 | 0 | 0
[20 empty] | 0 | 0 | 0 | 0 | 0 | 0 | 1 | 0 | 0 | 0
[20 empty] | 0 | 0 | 0 | 0 | 0 | 0 | 1 | 0 | 0 | 0
[20 empty] | 0 | 0 | 0 | 0 | 0 | 0 | 1 | 0 | 0 | 0
[9 empty] | Percentage of sec. 1 |  | Percentage of sec. 2 |  | Percentage of sec. 3 |  | Total |  |  |  | 1/RTeilfläche | 0 | 0 | 0
| sverweis: | 4 | [6 empty] | 100% | [6 empty] | cm |  |  | Flächenanteil | 1 | 0 | 0
[8 empty] | U-value supplement |  | W/(m²K) |  | U-value: |  | W/(m²K) |  |  |  |  | RT | 0 | R'T | 0 | [5 empty] | R''T | #VALUE!
[19 empty] | e | 0%
[8 empty] | Assembly no. | [6 empty] | Interior insulation?
[8 empty] | 54ud | [11 empty] | Nebenrechnung:
Heat transmission resistance [m²K/W]
[8 empty] | Orientation of building element |  | interior Rsi | [9 empty] | Obere Abschätzung für R |  |  | Untere Abschätzung für R
|  |  |  | Selection of types of building layer |  |  |  | Adjacent to |  | exterior Rse: | [10 empty] | d/l |  |  | lambda |  |  | Anteil Teilflächen
| lambda | Dicke [mm] |  | Area section 1 | l [W/(mK)] | Thickness [mm] |  | Area section 1 | l [W/(mK)] | Area section 2 (optional) | l [W/(mK)] | Area section 3 (optional) | l [W/(mK)] |  | Thickness [mm] |  |  |  |  | Teilfl. 1 | Teilfl. 2 | Teilfl. 3 | Teilfl. 1 | Teilfl. 2 | Teilfl. 3 | Teilfl. 1 | Teilfl. 2 | Teilfl. 3 | RSchicht
[20 empty] | 0 | 0 | 0 | 0 | 0 | 0 | 1 | 0 | 0 | 0
[20 empty] | 0 | 0 | 0 | 0 | 0 | 0 | 1 | 0 | 0 | 0
[20 empty] | 0 | 0 | 0 | 0 | 0 | 0 | 1 | 0 | 0 | 0
[20 empty] | 0 | 0 | 0 | 0 | 0 | 0 | 1 | 0 | 0 | 0
[20 empty] | 0 | 0 | 0 | 0 | 0 | 0 | 1 | 0 | 0 | 0
[20 empty] | 0 | 0 | 0 | 0 | 0 | 0 | 1 | 0 | 0 | 0
[20 empty] | 0 | 0 | 0 | 0 | 0 | 0 | 1 | 0 | 0 | 0
[20 empty] | 0 | 0 | 0 | 0 | 0 | 0 | 1 | 0 | 0 | 0
[9 empty] | Percentage of sec. 1 |  | Percentage of sec. 2 |  | Percentage of sec. 3 |  | Total |  |  |  | 1/RTeilfläche | 0 | 0 | 0
| sverweis: | 4 | [6 empty] | 100% | [6 empty] | cm |  |  | Flächenanteil | 1 | 0 | 0
[8 empty] | U-value supplement |  | W/(m²K) |  | U-value: |  | W/(m²K) |  |  |  |  | RT | 0 | R'T | 0 | [5 empty] | R''T | #VALUE!
[19 empty] | e | 0%
[8 empty] | Assembly no. | [6 empty] | Interior insulation?
[8 empty] | 55ud | [11 empty] | Nebenrechnung:
Heat transmission resistance [m²K/W]
[8 empty] | Orientation of building element |  | interior Rsi | [9 empty] | Obere Abschätzung für R |  |  | Untere Abschätzung für R
|  |  |  | Selection of types of building layer |  |  |  | Adjacent to |  | exterior Rse: | [10 empty] | d/l |  |  | lambda |  |  | Anteil Teilflächen
| lambda | Dicke [mm] |  | Area section 1 | l [W/(mK)] | Thickness [mm] |  | Area section 1 | l [W/(mK)] | Area section 2 (optional) | l [W/(mK)] | Area section 3 (optional) | l [W/(mK)] |  | Thickness [mm] |  |  |  |  | Teilfl. 1 | Teilfl. 2 | Teilfl. 3 | Teilfl. 1 | Teilfl. 2 | Teilfl. 3 | Teilfl. 1 | Teilfl. 2 | Teilfl. 3 | RSchicht
[20 empty] | 0 | 0 | 0 | 0 | 0 | 0 | 1 | 0 | 0 | 0
[20 empty] | 0 | 0 | 0 | 0 | 0 | 0 | 1 | 0 | 0 | 0
[20 empty] | 0 | 0 | 0 | 0 | 0 | 0 | 1 | 0 | 0 | 0
[20 empty] | 0 | 0 | 0 | 0 | 0 | 0 | 1 | 0 | 0 | 0
[20 empty] | 0 | 0 | 0 | 0 | 0 | 0 | 1 | 0 | 0 | 0
[20 empty] | 0 | 0 | 0 | 0 | 0 | 0 | 1 | 0 | 0 | 0
[20 empty] | 0 | 0 | 0 | 0 | 0 | 0 | 1 | 0 | 0 | 0
[20 empty] | 0 | 0 | 0 | 0 | 0 | 0 | 1 | 0 | 0 | 0
[9 empty] | Percentage of sec. 1 |  | Percentage of sec. 2 |  | Percentage of sec. 3 |  | Total |  |  |  | 1/RTeilfläche | 0 | 0 | 0
| sverweis: | 4 | [6 empty] | 100% | [6 empty] | cm |  |  | Flächenanteil | 1 | 0 | 0
[8 empty] | U-value supplement |  | W/(m²K) |  | U-value: |  | W/(m²K) |  |  |  |  | RT | 0 | R'T | 0 | [5 empty] | R''T | #VALUE!
[19 empty] | e | 0%
[8 empty] | Assembly no. | [6 empty] | Interior insulation?
[8 empty] | 56ud | [11 empty] | Nebenrechnung:
Heat transmission resistance [m²K/W]
[8 empty] | Orientation of building element |  | interior Rsi | [9 empty] | Obere Abschätzung für R |  |  | Untere Abschätzung für R
|  |  |  | Selection of types of building layer |  |  |  | Adjacent to |  | exterior Rse: | [10 empty] | d/l |  |  | lambda |  |  | Anteil Teilflächen
| lambda | Dicke [mm] |  | Area section 1 | l [W/(mK)] | Thickness [mm] |  | Area section 1 | l [W/(mK)] | Area section 2 (optional) | l [W/(mK)] | Area section 3 (optional) | l [W/(mK)] |  | Thickness [mm] |  |  |  |  | Teilfl. 1 | Teilfl. 2 | Teilfl. 3 | Teilfl. 1 | Teilfl. 2 | Teilfl. 3 | Teilfl. 1 | Teilfl. 2 | Teilfl. 3 | RSchicht
[20 empty] | 0 | 0 | 0 | 0 | 0 | 0 | 1 | 0 | 0 | 0
[20 empty] | 0 | 0 | 0 | 0 | 0 | 0 | 1 | 0 | 0 | 0
[20 empty] | 0 | 0 | 0 | 0 | 0 | 0 | 1 | 0 | 0 | 0
[20 empty] | 0 | 0 | 0 | 0 | 0 | 0 | 1 | 0 | 0 | 0
[20 empty] | 0 | 0 | 0 | 0 | 0 | 0 | 1 | 0 | 0 | 0
[20 empty] | 0 | 0 | 0 | 0 | 0 | 0 | 1 | 0 | 0 | 0
[20 empty] | 0 | 0 | 0 | 0 | 0 | 0 | 1 | 0 | 0 | 0
[20 empty] | 0 | 0 | 0 | 0 | 0 | 0 | 1 | 0 | 0 | 0
[9 empty] | Percentage of sec. 1 |  | Percentage of sec. 2 |  | Percentage of sec. 3 |  | Total |  |  |  | 1/RTeilfläche | 0 | 0 | 0
| sverweis: | 4 | [6 empty] | 100% | [6 empty] | cm |  |  | Flächenanteil | 1 | 0 | 0
[8 empty] | U-value supplement |  | W/(m²K) |  | U-value: |  | W/(m²K) |  |  |  |  | RT | 0 | R'T | 0 | [5 empty] | R''T | #VALUE!
[19 empty] | e | 0%
[8 empty] | Assembly no. | [6 empty] | Interior insulation?
[8 empty] | 57ud | [11 empty] | Nebenrechnung:
Heat transmission resistance [m²K/W]
[8 empty] | Orientation of building element |  | interior Rsi | [9 empty] | Obere Abschätzung für R |  |  | Untere Abschätzung für R
|  |  |  | Selection of types of building layer |  |  |  | Adjacent to |  | exterior Rse: | [10 empty] | d/l |  |  | lambda |  |  | Anteil Teilflächen
| lambda | Dicke [mm] |  | Area section 1 | l [W/(mK)] | Thickness [mm] |  | Area section 1 | l [W/(mK)] | Area section 2 (optional) | l [W/(mK)] | Area section 3 (optional) | l [W/(mK)] |  | Thickness [mm] |  |  |  |  | Teilfl. 1 | Teilfl. 2 | Teilfl. 3 | Teilfl. 1 | Teilfl. 2 | Teilfl. 3 | Teilfl. 1 | Teilfl. 2 | Teilfl. 3 | RSchicht
[20 empty] | 0 | 0 | 0 | 0 | 0 | 0 | 1 | 0 | 0 | 0
[20 empty] | 0 | 0 | 0 | 0 | 0 | 0 | 1 | 0 | 0 | 0
[20 empty] | 0 | 0 | 0 | 0 | 0 | 0 | 1 | 0 | 0 | 0
[20 empty] | 0 | 0 | 0 | 0 | 0 | 0 | 1 | 0 | 0 | 0
[20 empty] | 0 | 0 | 0 | 0 | 0 | 0 | 1 | 0 | 0 | 0
[20 empty] | 0 | 0 | 0 | 0 | 0 | 0 | 1 | 0 | 0 | 0
[20 empty] | 0 | 0 | 0 | 0 | 0 | 0 | 1 | 0 | 0 | 0
[20 empty] | 0 | 0 | 0 | 0 | 0 | 0 | 1 | 0 | 0 | 0
[9 empty] | Percentage of sec. 1 |  | Percentage of sec. 2 |  | Percentage of sec. 3 |  | Total |  |  |  | 1/RTeilfläche | 0 | 0 | 0
| sverweis: | 4 | [6 empty] | 100% | [6 empty] | cm |  |  | Flächenanteil | 1 | 0 | 0
[8 empty] | U-value supplement |  | W/(m²K) |  | U-value: |  | W/(m²K) |  |  |  |  | RT | 0 | R'T | 0 | [5 empty] | R''T | #VALUE!
[19 empty] | e | 0%
[8 empty] | Assembly no. | [6 empty] | Interior insulation?
[8 empty] | 58ud | [11 empty] | Nebenrechnung:
Heat transmission resistance [m²K/W]
[8 empty] | Orientation of building element |  | interior Rsi | [9 empty] | Obere Abschätzung für R |  |  | Untere Abschätzung für R
|  |  |  | Selection of types of building layer |  |  |  | Adjacent to |  | exterior Rse: | [10 empty] | d/l |  |  | lambda |  |  | Anteil Teilflächen
| lambda | Dicke [mm] |  | Area section 1 | l [W/(mK)] | Thickness [mm] |  | Area section 1 | l [W/(mK)] | Area section 2 (optional) | l [W/(mK)] | Area section 3 (optional) | l [W/(mK)] |  | Thickness [mm] |  |  |  |  | Teilfl. 1 | Teilfl. 2 | Teilfl. 3 | Teilfl. 1 | Teilfl. 2 | Teilfl. 3 | Teilfl. 1 | Teilfl. 2 | Teilfl. 3 | RSchicht
[20 empty] | 0 | 0 | 0 | 0 | 0 | 0 | 1 | 0 | 0 | 0
[20 empty] | 0 | 0 | 0 | 0 | 0 | 0 | 1 | 0 | 0 | 0
[20 empty] | 0 | 0 | 0 | 0 | 0 | 0 | 1 | 0 | 0 | 0
[20 empty] | 0 | 0 | 0 | 0 | 0 | 0 | 1 | 0 | 0 | 0
[20 empty] | 0 | 0 | 0 | 0 | 0 | 0 | 1 | 0 | 0 | 0
[20 empty] | 0 | 0 | 0 | 0 | 0 | 0 | 1 | 0 | 0 | 0
[20 empty] | 0 | 0 | 0 | 0 | 0 | 0 | 1 | 0 | 0 | 0
[20 empty] | 0 | 0 | 0 | 0 | 0 | 0 | 1 | 0 | 0 | 0
[9 empty] | Percentage of sec. 1 |  | Percentage of sec. 2 |  | Percentage of sec. 3 |  | Total |  |  |  | 1/RTeilfläche | 0 | 0 | 0
| sverweis: | 4 | [6 empty] | 100% | [6 empty] | cm |  |  | Flächenanteil | 1 | 0 | 0
[8 empty] | U-value supplement |  | W/(m²K) |  | U-value: |  | W/(m²K) |  |  |  |  | RT | 0 | R'T | 0 | [5 empty] | R''T | #VALUE!
[19 empty] | e | 0%
[8 empty] | Assembly no. | [6 empty] | Interior insulation?
[8 empty] | 59ud | [11 empty] | Nebenrechnung:
Heat transmission resistance [m²K/W]
[8 empty] | Orientation of building element |  | interior Rsi | [9 empty] | Obere Abschätzung für R |  |  | Untere Abschätzung für R
|  |  |  | Selection of types of building layer |  |  |  | Adjacent to |  | exterior Rse: | [10 empty] | d/l |  |  | lambda |  |  | Anteil Teilflächen
| lambda | Dicke [mm] |  | Area section 1 | l [W/(mK)] | Thickness [mm] |  | Area section 1 | l [W/(mK)] | Area section 2 (optional) | l [W/(mK)] | Area section 3 (optional) | l [W/(mK)] |  | Thickness [mm] |  |  |  |  | Teilfl. 1 | Teilfl. 2 | Teilfl. 3 | Teilfl. 1 | Teilfl. 2 | Teilfl. 3 | Teilfl. 1 | Teilfl. 2 | Teilfl. 3 | RSchicht
[20 empty] | 0 | 0 | 0 | 0 | 0 | 0 | 1 | 0 | 0 | 0
[20 empty] | 0 | 0 | 0 | 0 | 0 | 0 | 1 | 0 | 0 | 0
[20 empty] | 0 | 0 | 0 | 0 | 0 | 0 | 1 | 0 | 0 | 0
[20 empty] | 0 | 0 | 0 | 0 | 0 | 0 | 1 | 0 | 0 | 0
[20 empty] | 0 | 0 | 0 | 0 | 0 | 0 | 1 | 0 | 0 | 0
[20 empty] | 0 | 0 | 0 | 0 | 0 | 0 | 1 | 0 | 0 | 0
[20 empty] | 0 | 0 | 0 | 0 | 0 | 0 | 1 | 0 | 0 | 0
[20 empty] | 0 | 0 | 0 | 0 | 0 | 0 | 1 | 0 | 0 | 0
[9 empty] | Percentage of sec. 1 |  | Percentage of sec. 2 |  | Percentage of sec. 3 |  | Total |  |  |  | 1/RTeilfläche | 0 | 0 | 0
| sverweis: | 4 | [6 empty] | 100% | [6 empty] | cm |  |  | Flächenanteil | 1 | 0 | 0
[8 empty] | U-value supplement |  | W/(m²K) |  | U-value: |  | W/(m²K) |  |  |  |  | RT | 0 | R'T | 0 | [5 empty] | R''T | #VALUE!
[19 empty] | e | 0%
[8 empty] | Assembly no. | [6 empty] | Interior insulation?
[8 empty] | 60ud | [11 empty] | Nebenrechnung:
Heat transmission resistance [m²K/W]
[8 empty] | Orientation of building element |  | interior Rsi | [9 empty] | Obere Abschätzung für R |  |  | Untere Abschätzung für R
|  |  |  | Selection of types of building layer |  |  |  | Adjacent to |  | exterior Rse: | [10 empty] | d/l |  |  | lambda |  |  | Anteil Teilflächen
| lambda | Dicke [mm] |  | Area section 1 | l [W/(mK)] | Thickness [mm] |  | Area section 1 | l [W/(mK)] | Area section 2 (optional) | l [W/(mK)] | Area section 3 (optional) | l [W/(mK)] |  | Thickness [mm] |  |  |  |  | Teilfl. 1 | Teilfl. 2 | Teilfl. 3 | Teilfl. 1 | Teilfl. 2 | Teilfl. 3 | Teilfl. 1 | Teilfl. 2 | Teilfl. 3 | RSchicht
[20 empty] | 0 | 0 | 0 | 0 | 0 | 0 | 1 | 0 | 0 | 0
[20 empty] | 0 | 0 | 0 | 0 | 0 | 0 | 1 | 0 | 0 | 0
[20 empty] | 0 | 0 | 0 | 0 | 0 | 0 | 1 | 0 | 0 | 0
[20 empty] | 0 | 0 | 0 | 0 | 0 | 0 | 1 | 0 | 0 | 0
[20 empty] | 0 | 0 | 0 | 0 | 0 | 0 | 1 | 0 | 0 | 0
[20 empty] | 0 | 0 | 0 | 0 | 0 | 0 | 1 | 0 | 0 | 0
[20 empty] | 0 | 0 | 0 | 0 | 0 | 0 | 1 | 0 | 0 | 0
[20 empty] | 0 | 0 | 0 | 0 | 0 | 0 | 1 | 0 | 0 | 0
[9 empty] | Percentage of sec. 1 |  | Percentage of sec. 2 |  | Percentage of sec. 3 |  | Total |  |  |  | 1/RTeilfläche | 0 | 0 | 0
| sverweis: | 4 | [6 empty] | 100% | [6 empty] | cm |  |  | Flächenanteil | 1 | 0 | 0
[8 empty] | U-value supplement |  | W/(m²K) |  | U-value: |  | W/(m²K) |  |  |  |  | RT | 0 | R'T | 0 | [5 empty] | R''T | #VALUE!
[19 empty] | e | 0%
[8 empty] | Assembly no. | [6 empty] | Interior insulation?
[8 empty] | 61ud | [11 empty] | Nebenrechnung:
Heat transmission resistance [m²K/W]
[8 empty] | Orientation of building element |  | interior Rsi | [9 empty] | Obere Abschätzung für R |  |  | Untere Abschätzung für R
|  |  |  | Selection of types of building layer |  |  |  | Adjacent to |  | exterior Rse: | [10 empty] | d/l |  |  | lambda |  |  | Anteil Teilflächen
| lambda | Dicke [mm] |  | Area section 1 | l [W/(mK)] | Thickness [mm] |  | Area section 1 | l [W/(mK)] | Area section 2 (optional) | l [W/(mK)] | Area section 3 (optional) | l [W/(mK)] |  | Thickness [mm] |  |  |  |  | Teilfl. 1 | Teilfl. 2 | Teilfl. 3 | Teilfl. 1 | Teilfl. 2 | Teilfl. 3 | Teilfl. 1 | Teilfl. 2 | Teilfl. 3 | RSchicht
[20 empty] | 0 | 0 | 0 | 0 | 0 | 0 | 1 | 0 | 0 | 0
[20 empty] | 0 | 0 | 0 | 0 | 0 | 0 | 1 | 0 | 0 | 0
[20 empty] | 0 | 0 | 0 | 0 | 0 | 0 | 1 | 0 | 0 | 0
[20 empty] | 0 | 0 | 0 | 0 | 0 | 0 | 1 | 0 | 0 | 0
[20 empty] | 0 | 0 | 0 | 0 | 0 | 0 | 1 | 0 | 0 | 0
[20 empty] | 0 | 0 | 0 | 0 | 0 | 0 | 1 | 0 | 0 | 0
[20 empty] | 0 | 0 | 0 | 0 | 0 | 0 | 1 | 0 | 0 | 0
[20 empty] | 0 | 0 | 0 | 0 | 0 | 0 | 1 | 0 | 0 | 0
[9 empty] | Percentage of sec. 1 |  | Percentage of sec. 2 |  | Percentage of sec. 3 |  | Total |  |  |  | 1/RTeilfläche | 0 | 0 | 0
| sverweis: | 4 | [6 empty] | 100% | [6 empty] | cm |  |  | Flächenanteil | 1 | 0 | 0
[8 empty] | U-value supplement |  | W/(m²K) |  | U-value: |  | W/(m²K) |  |  |  |  | RT | 0 | R'T | 0 | [5 empty] | R''T | #VALUE!
[19 empty] | e | 0%
[8 empty] | Assembly no. | [6 empty] | Interior insulation?
[8 empty] | 62ud | [11 empty] | Nebenrechnung:
Heat transmission resistance [m²K/W]
[8 empty] | Orientation of building element |  | interior Rsi | [9 empty] | Obere Abschätzung für R |  |  | Untere Abschätzung für R
|  |  |  | Selection of types of building layer |  |  |  | Adjacent to |  | exterior Rse: | [10 empty] | d/l |  |  | lambda |  |  | Anteil Teilflächen
| lambda | Dicke [mm] |  | Area section 1 | l [W/(mK)] | Thickness [mm] |  | Area section 1 | l [W/(mK)] | Area section 2 (optional) | l [W/(mK)] | Area section 3 (optional) | l [W/(mK)] |  | Thickness [mm] |  |  |  |  | Teilfl. 1 | Teilfl. 2 | Teilfl. 3 | Teilfl. 1 | Teilfl. 2 | Teilfl. 3 | Teilfl. 1 | Teilfl. 2 | Teilfl. 3 | RSchicht
[20 empty] | 0 | 0 | 0 | 0 | 0 | 0 | 1 | 0 | 0 | 0
[20 empty] | 0 | 0 | 0 | 0 | 0 | 0 | 1 | 0 | 0 | 0
[20 empty] | 0 | 0 | 0 | 0 | 0 | 0 | 1 | 0 | 0 | 0
[20 empty] | 0 | 0 | 0 | 0 | 0 | 0 | 1 | 0 | 0 | 0
[20 empty] | 0 | 0 | 0 | 0 | 0 | 0 | 1 | 0 | 0 | 0
[20 empty] | 0 | 0 | 0 | 0 | 0 | 0 | 1 | 0 | 0 | 0
[20 empty] | 0 | 0 | 0 | 0 | 0 | 0 | 1 | 0 | 0 | 0
[20 empty] | 0 | 0 | 0 | 0 | 0 | 0 | 1 | 0 | 0 | 0
[9 empty] | Percentage of sec. 1 |  | Percentage of sec. 2 |  | Percentage of sec. 3 |  | Total |  |  |  | 1/RTeilfläche | 0 | 0 | 0
| sverweis: | 4 | [6 empty] | 100% | [6 empty] | cm |  |  | Flächenanteil | 1 | 0 | 0
[8 empty] | U-value supplement |  | W/(m²K) |  | U-value: |  | W/(m²K) |  |  |  |  | RT | 0 | R'T | 0 | [5 empty] | R''T | #VALUE!
[19 empty] | e | 0%
[8 empty] | Assembly no. | [6 empty] | Interior insulation?
[8 empty] | 63ud | [11 empty] | Nebenrechnung:
Heat transmission resistance [m²K/W]
[8 empty] | Orientation of building element |  | interior Rsi | [9 empty] | Obere Abschätzung für R |  |  | Untere Abschätzung für R
|  |  |  | Selection of types of building layer |  |  |  | Adjacent to |  | exterior Rse: | [10 empty] | d/l |  |  | lambda |  |  | Anteil Teilflächen
| lambda | Dicke [mm] |  | Area section 1 | l [W/(mK)] | Thickness [mm] |  | Area section 1 | l [W/(mK)] | Area section 2 (optional) | l [W/(mK)] | Area section 3 (optional) | l [W/(mK)] |  | Thickness [mm] |  |  |  |  | Teilfl. 1 | Teilfl. 2 | Teilfl. 3 | Teilfl. 1 | Teilfl. 2 | Teilfl. 3 | Teilfl. 1 | Teilfl. 2 | Teilfl. 3 | RSchicht
[20 empty] | 0 | 0 | 0 | 0 | 0 | 0 | 1 | 0 | 0 | 0
[20 empty] | 0 | 0 | 0 | 0 | 0 | 0 | 1 | 0 | 0 | 0
[20 empty] | 0 | 0 | 0 | 0 | 0 | 0 | 1 | 0 | 0 | 0
[20 empty] | 0 | 0 | 0 | 0 | 0 | 0 | 1 | 0 | 0 | 0
[20 empty] | 0 | 0 | 0 | 0 | 0 | 0 | 1 | 0 | 0 | 0
[20 empty] | 0 | 0 | 0 | 0 | 0 | 0 | 1 | 0 | 0 | 0
[20 empty] | 0 | 0 | 0 | 0 | 0 | 0 | 1 | 0 | 0 | 0
[20 empty] | 0 | 0 | 0 | 0 | 0 | 0 | 1 | 0 | 0 | 0
[9 empty] | Percentage of sec. 1 |  | Percentage of sec. 2 |  | Percentage of sec. 3 |  | Total |  |  |  | 1/RTeilfläche | 0 | 0 | 0
| sverweis: | 4 | [6 empty] | 100% | [6 empty] | cm |  |  | Flächenanteil | 1 | 0 | 0
[8 empty] | U-value supplement |  | W/(m²K) |  | U-value: |  | W/(m²K) |  |  |  |  | RT | 0 | R'T | 0 | [5 empty] | R''T | #VALUE!
[19 empty] | e | 0%
[8 empty] | Assembly no. | [6 empty] | Interior insulation?
[8 empty] | 64ud | [11 empty] | Nebenrechnung:
Heat transmission resistance [m²K/W]
[8 empty] | Orientation of building element |  | interior Rsi | [9 empty] | Obere Abschätzung für R |  |  | Untere Abschätzung für R
|  |  |  | Selection of types of building layer |  |  |  | Adjacent to |  | exterior Rse: | [10 empty] | d/l |  |  | lambda |  |  | Anteil Teilflächen
| lambda | Dicke [mm] |  | Area section 1 | l [W/(mK)] | Thickness [mm] |  | Area section 1 | l [W/(mK)] | Area section 2 (optional) | l [W/(mK)] | Area section 3 (optional) | l [W/(mK)] |  | Thickness [mm] |  |  |  |  | Teilfl. 1 | Teilfl. 2 | Teilfl. 3 | Teilfl. 1 | Teilfl. 2 | Teilfl. 3 | Teilfl. 1 | Teilfl. 2 | Teilfl. 3 | RSchicht
[20 empty] | 0 | 0 | 0 | 0 | 0 | 0 | 1 | 0 | 0 | 0
[20 empty] | 0 | 0 | 0 | 0 | 0 | 0 | 1 | 0 | 0 | 0
[20 empty] | 0 | 0 | 0 | 0 | 0 | 0 | 1 | 0 | 0 | 0
[20 empty] | 0 | 0 | 0 | 0 | 0 | 0 | 1 | 0 | 0 | 0
[20 empty] | 0 | 0 | 0 | 0 | 0 | 0 | 1 | 0 | 0 | 0
[20 empty] | 0 | 0 | 0 | 0 | 0 | 0 | 1 | 0 | 0 | 0
[20 empty] | 0 | 0 | 0 | 0 | 0 | 0 | 1 | 0 | 0 | 0
[20 empty] | 0 | 0 | 0 | 0 | 0 | 0 | 1 | 0 | 0 | 0
[9 empty] | Percentage of sec. 1 |  | Percentage of sec. 2 |  | Percentage of sec. 3 |  | Total |  |  |  | 1/RTeilfläche | 0 | 0 | 0
| sverweis: | 4 | [6 empty] | 100% | [6 empty] | cm |  |  | Flächenanteil | 1 | 0 | 0
[8 empty] | U-value supplement |  | W/(m²K) |  | U-value: |  | W/(m²K) |  |  |  |  | RT | 0 | R'T | 0 | [5 empty] | R''T | #VALUE!
[19 empty] | e | 0%
[8 empty] | Assembly no. | [6 empty] | Interior insulation?
[8 empty] | 65ud | [11 empty] | Nebenrechnung:
Heat transmission resistance [m²K/W]
[8 empty] | Orientation of building element |  | interior Rsi | [9 empty] | Obere Abschätzung für R |  |  | Untere Abschätzung für R
|  |  |  | Selection of types of building layer |  |  |  | Adjacent to |  | exterior Rse: | [10 empty] | d/l |  |  | lambda |  |  | Anteil Teilflächen
| lambda | Dicke [mm] |  | Area section 1 | l [W/(mK)] | Thickness [mm] |  | Area section 1 | l [W/(mK)] | Area section 2 (optional) | l [W/(mK)] | Area section 3 (optional) | l [W/(mK)] |  | Thickness [mm] |  |  |  |  | Teilfl. 1 | Teilfl. 2 | Teilfl. 3 | Teilfl. 1 | Teilfl. 2 | Teilfl. 3 | Teilfl. 1 | Teilfl. 2 | Teilfl. 3 | RSchicht
[20 empty] | 0 | 0 | 0 | 0 | 0 | 0 | 1 | 0 | 0 | 0
[20 empty] | 0 | 0 | 0 | 0 | 0 | 0 | 1 | 0 | 0 | 0
[20 empty] | 0 | 0 | 0 | 0 | 0 | 0 | 1 | 0 | 0 | 0
[20 empty] | 0 | 0 | 0 | 0 | 0 | 0 | 1 | 0 | 0 | 0
[20 empty] | 0 | 0 | 0 | 0 | 0 | 0 | 1 | 0 | 0 | 0
[20 empty] | 0 | 0 | 0 | 0 | 0 | 0 | 1 | 0 | 0 | 0
[20 empty] | 0 | 0 | 0 | 0 | 0 | 0 | 1 | 0 | 0 | 0
[20 empty] | 0 | 0 | 0 | 0 | 0 | 0 | 1 | 0 | 0 | 0
[9 empty] | Percentage of sec. 1 |  | Percentage of sec. 2 |  | Percentage of sec. 3 |  | Total |  |  |  | 1/RTeilfläche | 0 | 0 | 0
| sverweis: | 4 | [6 empty] | 100% | [6 empty] | cm |  |  | Flächenanteil | 1 | 0 | 0
[8 empty] | U-value supplement |  | W/(m²K) |  | U-value: |  | W/(m²K) |  |  |  |  | RT | 0 | R'T | 0 | [5 empty] | R''T | #VALUE!
[19 empty] | e | 0%
[8 empty] | Assembly no. | [6 empty] | Interior insulation?
[8 empty] | 66ud | [11 empty] | Nebenrechnung:
Heat transmission resistance [m²K/W]
[8 empty] | Orientation of building element |  | interior Rsi | [9 empty] | Obere Abschätzung für R |  |  | Untere Abschätzung für R
|  |  |  | Selection of types of building layer |  |  |  | Adjacent to |  | exterior Rse: | [10 empty] | d/l |  |  | lambda |  |  | Anteil Teilflächen
| lambda | Dicke [mm] |  | Area section 1 | l [W/(mK)] | Thickness [mm] |  | Area section 1 | l [W/(mK)] | Area section 2 (optional) | l [W/(mK)] | Area section 3 (optional) | l [W/(mK)] |  | Thickness [mm] |  |  |  |  | Teilfl. 1 | Teilfl. 2 | Teilfl. 3 | Teilfl. 1 | Teilfl. 2 | Teilfl. 3 | Teilfl. 1 | Teilfl. 2 | Teilfl. 3 | RSchicht
[20 empty] | 0 | 0 | 0 | 0 | 0 | 0 | 1 | 0 | 0 | 0
[20 empty] | 0 | 0 | 0 | 0 | 0 | 0 | 1 | 0 | 0 | 0
[20 empty] | 0 | 0 | 0 | 0 | 0 | 0 | 1 | 0 | 0 | 0
[20 empty] | 0 | 0 | 0 | 0 | 0 | 0 | 1 | 0 | 0 | 0
[20 empty] | 0 | 0 | 0 | 0 | 0 | 0 | 1 | 0 | 0 | 0
[20 empty] | 0 | 0 | 0 | 0 | 0 | 0 | 1 | 0 | 0 | 0
[20 empty] | 0 | 0 | 0 | 0 | 0 | 0 | 1 | 0 | 0 | 0
[20 empty] | 0 | 0 | 0 | 0 | 0 | 0 | 1 | 0 | 0 | 0
[9 empty] | Percentage of sec. 1 |  | Percentage of sec. 2 |  | Percentage of sec. 3 |  | Total |  |  |  | 1/RTeilfläche | 0 | 0 | 0
| sverweis: | 4 | [6 empty] | 100% | [6 empty] | cm |  |  | Flächenanteil | 1 | 0 | 0
[8 empty] | U-value supplement |  | W/(m²K) |  | U-value: |  | W/(m²K) |  |  |  |  | RT | 0 | R'T | 0 | [5 empty] | R''T | #VALUE!
[19 empty] | e | 0%
[8 empty] | Assembly no. | [6 empty] | Interior insulation?
[8 empty] | 67ud | [11 empty] | Nebenrechnung:
Heat transmission resistance [m²K/W]
[8 empty] | Orientation of building element |  | interior Rsi | [9 empty] | Obere Abschätzung für R |  |  | Untere Abschätzung für R
|  |  |  | Selection of types of building layer |  |  |  | Adjacent to |  | exterior Rse: | [10 empty] | d/l |  |  | lambda |  |  | Anteil Teilflächen
| lambda | Dicke [mm] |  | Area section 1 | l [W/(mK)] | Thickness [mm] |  | Area section 1 | l [W/(mK)] | Area section 2 (optional) | l [W/(mK)] | Area section 3 (optional) | l [W/(mK)] |  | Thickness [mm] |  |  |  |  | Teilfl. 1 | Teilfl. 2 | Teilfl. 3 | Teilfl. 1 | Teilfl. 2 | Teilfl. 3 | Teilfl. 1 | Teilfl. 2 | Teilfl. 3 | RSchicht
[20 empty] | 0 | 0 | 0 | 0 | 0 | 0 | 1 | 0 | 0 | 0
[20 empty] | 0 | 0 | 0 | 0 | 0 | 0 | 1 | 0 | 0 | 0
[20 empty] | 0 | 0 | 0 | 0 | 0 | 0 | 1 | 0 | 0 | 0
[20 empty] | 0 | 0 | 0 | 0 | 0 | 0 | 1 | 0 | 0 | 0
[20 empty] | 0 | 0 | 0 | 0 | 0 | 0 | 1 | 0 | 0 | 0
[20 empty] | 0 | 0 | 0 | 0 | 0 | 0 | 1 | 0 | 0 | 0
[20 empty] | 0 | 0 | 0 | 0 | 0 | 0 | 1 | 0 | 0 | 0
[20 empty] | 0 | 0 | 0 | 0 | 0 | 0 | 1 | 0 | 0 | 0
[9 empty] | Percentage of sec. 1 |  | Percentage of sec. 2 |  | Percentage of sec. 3 |  | Total |  |  |  | 1/RTeilfläche | 0 | 0 | 0
| sverweis: | 4 | [6 empty] | 100% | [6 empty] | cm |  |  | Flächenanteil | 1 | 0 | 0
[8 empty] | U-value supplement |  | W/(m²K) |  | U-value: |  | W/(m²K) |  |  |  |  | RT | 0 | R'T | 0 | [5 empty] | R''T | #VALUE!
[19 empty] | e | 0%
[8 empty] | Assembly no. | [6 empty] | Interior insulation?
[8 empty] | 68ud | [11 empty] | Nebenrechnung:
Heat transmission resistance [m²K/W]
[8 empty] | Orientation of building element |  | interior Rsi | [9 empty] | Obere Abschätzung für R |  |  | Untere Abschätzung für R
|  |  |  | Selection of types of building layer |  |  |  | Adjacent to |  | exterior Rse: | [10 empty] | d/l |  |  | lambda |  |  | Anteil Teilflächen
| lambda | Dicke [mm] |  | Area section 1 | l [W/(mK)] | Thickness [mm] |  | Area section 1 | l [W/(mK)] | Area section 2 (optional) | l [W/(mK)] | Area section 3 (optional) | l [W/(mK)] |  | Thickness [mm] |  |  |  |  | Teilfl. 1 | Teilfl. 2 | Teilfl. 3 | Teilfl. 1 | Teilfl. 2 | Teilfl. 3 | Teilfl. 1 | Teilfl. 2 | Teilfl. 3 | RSchicht
[20 empty] | 0 | 0 | 0 | 0 | 0 | 0 | 1 | 0 | 0 | 0
[20 empty] | 0 | 0 | 0 | 0 | 0 | 0 | 1 | 0 | 0 | 0
[20 empty] | 0 | 0 | 0 | 0 | 0 | 0 | 1 | 0 | 0 | 0
[20 empty] | 0 | 0 | 0 | 0 | 0 | 0 | 1 | 0 | 0 | 0
[20 empty] | 0 | 0 | 0 | 0 | 0 | 0 | 1 | 0 | 0 | 0
[20 empty] | 0 | 0 | 0 | 0 | 0 | 0 | 1 | 0 | 0 | 0
[20 empty] | 0 | 0 | 0 | 0 | 0 | 0 | 1 | 0 | 0 | 0
[20 empty] | 0 | 0 | 0 | 0 | 0 | 0 | 1 | 0 | 0 | 0
[9 empty] | Percentage of sec. 1 |  | Percentage of sec. 2 |  | Percentage of sec. 3 |  | Total |  |  |  | 1/RTeilfläche | 0 | 0 | 0
| sverweis: | 4 | [6 empty] | 100% | [6 empty] | cm |  |  | Flächenanteil | 1 | 0 | 0
[8 empty] | U-value supplement |  | W/(m²K) |  | U-value: |  | W/(m²K) |  |  |  |  | RT | 0 | R'T | 0 | [5 empty] | R''T | #VALUE!
[19 empty] | e | 0%
[8 empty] | Assembly no. | [6 empty] | Interior insulation?
[8 empty] | 69ud | [11 empty] | Nebenrechnung:
Heat transmission resistance [m²K/W]
[8 empty] | Orientation of building element |  | interior Rsi | [9 empty] | Obere Abschätzung für R |  |  | Untere Abschätzung für R
|  |  |  | Selection of types of building layer |  |  |  | Adjacent to |  | exterior Rse: | [10 empty] | d/l |  |  | lambda |  |  | Anteil Teilflächen
| lambda | Dicke [mm] |  | Area section 1 | l [W/(mK)] | Thickness [mm] |  | Area section 1 | l [W/(mK)] | Area section 2 (optional) | l [W/(mK)] | Area section 3 (optional) | l [W/(mK)] |  | Thickness [mm] |  |  |  |  | Teilfl. 1 | Teilfl. 2 | Teilfl. 3 | Teilfl. 1 | Teilfl. 2 | Teilfl. 3 | Teilfl. 1 | Teilfl. 2 | Teilfl. 3 | RSchicht
[20 empty] | 0 | 0 | 0 | 0 | 0 | 0 | 1 | 0 | 0 | 0
[20 empty] | 0 | 0 | 0 | 0 | 0 | 0 | 1 | 0 | 0 | 0
[20 empty] | 0 | 0 | 0 | 0 | 0 | 0 | 1 | 0 | 0 | 0
[20 empty] | 0 | 0 | 0 | 0 | 0 | 0 | 1 | 0 | 0 | 0
[20 empty] | 0 | 0 | 0 | 0 | 0 | 0 | 1 | 0 | 0 | 0
[20 empty] | 0 | 0 | 0 | 0 | 0 | 0 | 1 | 0 | 0 | 0
[20 empty] | 0 | 0 | 0 | 0 | 0 | 0 | 1 | 0 | 0 | 0
[20 empty] | 0 | 0 | 0 | 0 | 0 | 0 | 1 | 0 | 0 | 0
[9 empty] | Percentage of sec. 1 |  | Percentage of sec. 2 |  | Percentage of sec. 3 |  | Total |  |  |  | 1/RTeilfläche | 0 | 0 | 0
| sverweis: | 4 | [6 empty] | 100% | [6 empty] | cm |  |  | Flächenanteil | 1 | 0 | 0
[8 empty] | U-value supplement |  | W/(m²K) |  | U-value: |  | W/(m²K) |  |  |  |  | RT | 0 | R'T | 0 | [5 empty] | R''T | #VALUE!
[19 empty] | e | 0%
[8 empty] | Assembly no. | [6 empty] | Interior insulation?
[8 empty] | 70ud | [11 empty] | Nebenrechnung:
Heat transmission resistance [m²K/W]
[8 empty] | Orientation of building element |  | interior Rsi | [9 empty] | Obere Abschätzung für R |  |  | Untere Abschätzung für R
|  |  |  | Selection of types of building layer |  |  |  | Adjacent to |  | exterior Rse: | [10 empty] | d/l |  |  | lambda |  |  | Anteil Teilflächen
| lambda | Dicke [mm] |  | Area section 1 | l [W/(mK)] | Thickness [mm] |  | Area section 1 | l [W/(mK)] | Area section 2 (optional) | l [W/(mK)] | Area section 3 (optional) | l [W/(mK)] |  | Thickness [mm] |  |  |  |  | Teilfl. 1 | Teilfl. 2 | Teilfl. 3 | Teilfl. 1 | Teilfl. 2 | Teilfl. 3 | Teilfl. 1 | Teilfl. 2 | Teilfl. 3 | RSchicht
[20 empty] | 0 | 0 | 0 | 0 | 0 | 0 | 1 | 0 | 0 | 0
[20 empty] | 0 | 0 | 0 | 0 | 0 | 0 | 1 | 0 | 0 | 0
[20 empty] | 0 | 0 | 0 | 0 | 0 | 0 | 1 | 0 | 0 | 0
[20 empty] | 0 | 0 | 0 | 0 | 0 | 0 | 1 | 0 | 0 | 0
[20 empty] | 0 | 0 | 0 | 0 | 0 | 0 | 1 | 0 | 0 | 0
[20 empty] | 0 | 0 | 0 | 0 | 0 | 0 | 1 | 0 | 0 | 0
[20 empty] | 0 | 0 | 0 | 0 | 0 | 0 | 1 | 0 | 0 | 0
[20 empty] | 0 | 0 | 0 | 0 | 0 | 0 | 1 | 0 | 0 | 0
[9 empty] | Percentage of sec. 1 |  | Percentage of sec. 2 |  | Percentage of sec. 3 |  | Total |  |  |  | 1/RTeilfläche | 0 | 0 | 0
| sverweis: | 4 | [6 empty] | 100% | [6 empty] | cm |  |  | Flächenanteil | 1 | 0 | 0
[8 empty] | U-value supplement |  | W/(m²K) |  | U-value: |  | W/(m²K) |  |  |  |  | RT | 0 | R'T | 0 | [5 empty] | R''T | #VALUE!
[19 empty] | e | 0%
[8 empty] | Assembly no. | [6 empty] | Interior insulation?
[8 empty] | 71ud | [11 empty] | Nebenrechnung:
Heat transmission resistance [m²K/W]
[8 empty] | Orientation of building element |  | interior Rsi | [9 empty] | Obere Abschätzung für R |  |  | Untere Abschätzung für R
|  |  |  | Selection of types of building layer |  |  |  | Adjacent to |  | exterior Rse: | [10 empty] | d/l |  |  | lambda |  |  | Anteil Teilflächen
| lambda | Dicke [mm] |  | Area section 1 | l [W/(mK)] | Thickness [mm] |  | Area section 1 | l [W/(mK)] | Area section 2 (optional) | l [W/(mK)] | Area section 3 (optional) | l [W/(mK)] |  | Thickness [mm] |  |  |  |  | Teilfl. 1 | Teilfl. 2 | Teilfl. 3 | Teilfl. 1 | Teilfl. 2 | Teilfl. 3 | Teilfl. 1 | Teilfl. 2 | Teilfl. 3 | RSchicht
[20 empty] | 0 | 0 | 0 | 0 | 0 | 0 | 1 | 0 | 0 | 0
[20 empty] | 0 | 0 | 0 | 0 | 0 | 0 | 1 | 0 | 0 | 0
[20 empty] | 0 | 0 | 0 | 0 | 0 | 0 | 1 | 0 | 0 | 0
[20 empty] | 0 | 0 | 0 | 0 | 0 | 0 | 1 | 0 | 0 | 0
[20 empty] | 0 | 0 | 0 | 0 | 0 | 0 | 1 | 0 | 0 | 0
[20 empty] | 0 | 0 | 0 | 0 | 0 | 0 | 1 | 0 | 0 | 0
[20 empty] | 0 | 0 | 0 | 0 | 0 | 0 | 1 | 0 | 0 | 0
[20 empty] | 0 | 0 | 0 | 0 | 0 | 0 | 1 | 0 | 0 | 0
[9 empty] | Percentage of sec. 1 |  | Percentage of sec. 2 |  | Percentage of sec. 3 |  | Total |  |  |  | 1/RTeilfläche | 0 | 0 | 0
| sverweis: | 4 | [6 empty] | 100% | [6 empty] | cm |  |  | Flächenanteil | 1 | 0 | 0
[8 empty] | U-value supplement |  | W/(m²K) |  | U-value: |  | W/(m²K) |  |  |  |  | RT | 0 | R'T | 0 | [5 empty] | R''T | #VALUE!
[19 empty] | e | 0%
[8 empty] | Assembly no. | [6 empty] | Interior insulation?
[8 empty] | 72ud | [11 empty] | Nebenrechnung:
Heat transmission resistance [m²K/W]
[8 empty] | Orientation of building element |  | interior Rsi | [9 empty] | Obere Abschätzung für R |  |  | Untere Abschätzung für R
|  |  |  | Selection of types of building layer |  |  |  | Adjacent to |  | exterior Rse: | [10 empty] | d/l |  |  | lambda |  |  | Anteil Teilflächen
| lambda | Dicke [mm] |  | Area section 1 | l [W/(mK)] | Thickness [mm] |  | Area section 1 | l [W/(mK)] | Area section 2 (optional) | l [W/(mK)] | Area section 3 (optional) | l [W/(mK)] |  | Thickness [mm] |  |  |  |  | Teilfl. 1 | Teilfl. 2 | Teilfl. 3 | Teilfl. 1 | Teilfl. 2 | Teilfl. 3 | Teilfl. 1 | Teilfl. 2 | Teilfl. 3 | RSchicht
[20 empty] | 0 | 0 | 0 | 0 | 0 | 0 | 1 | 0 | 0 | 0
[20 empty] | 0 | 0 | 0 | 0 | 0 | 0 | 1 | 0 | 0 | 0
[20 empty] | 0 | 0 | 0 | 0 | 0 | 0 | 1 | 0 | 0 | 0
[20 empty] | 0 | 0 | 0 | 0 | 0 | 0 | 1 | 0 | 0 | 0
[20 empty] | 0 | 0 | 0 | 0 | 0 | 0 | 1 | 0 | 0 | 0
[20 empty] | 0 | 0 | 0 | 0 | 0 | 0 | 1 | 0 | 0 | 0
[20 empty] | 0 | 0 | 0 | 0 | 0 | 0 | 1 | 0 | 0 | 0
[20 empty] | 0 | 0 | 0 | 0 | 0 | 0 | 1 | 0 | 0 | 0
[9 empty] | Percentage of sec. 1 |  | Percentage of sec. 2 |  | Percentage of sec. 3 |  | Total |  |  |  | 1/RTeilfläche | 0 | 0 | 0
| sverweis: | 4 | [6 empty] | 100% | [6 empty] | cm |  |  | Flächenanteil | 1 | 0 | 0
[8 empty] | U-value supplement |  | W/(m²K) |  | U-value: |  | W/(m²K) |  |  |  |  | RT | 0 | R'T | 0 | [5 empty] | R''T | #VALUE!
[19 empty] | e | 0%
[8 empty] | Assembly no. | [6 empty] | Interior insulation?
[8 empty] | 73ud | [11 empty] | Nebenrechnung:
Heat transmission resistance [m²K/W]
[8 empty] | Orientation of building element |  | interior Rsi | [9 empty] | Obere Abschätzung für R |  |  | Untere Abschätzung für R
|  |  |  | Selection of types of building layer |  |  |  | Adjacent to |  | exterior Rse: | [10 empty] | d/l |  |  | lambda |  |  | Anteil Teilflächen
| lambda | Dicke [mm] |  | Area section 1 | l [W/(mK)] | Thickness [mm] |  | Area section 1 | l [W/(mK)] | Area section 2 (optional) | l [W/(mK)] | Area section 3 (optional) | l [W/(mK)] |  | Thickness [mm] |  |  |  |  | Teilfl. 1 | Teilfl. 2 | Teilfl. 3 | Teilfl. 1 | Teilfl. 2 | Teilfl. 3 | Teilfl. 1 | Teilfl. 2 | Teilfl. 3 | RSchicht
[20 empty] | 0 | 0 | 0 | 0 | 0 | 0 | 1 | 0 | 0 | 0
[20 empty] | 0 | 0 | 0 | 0 | 0 | 0 | 1 | 0 | 0 | 0
[20 empty] | 0 | 0 | 0 | 0 | 0 | 0 | 1 | 0 | 0 | 0
[20 empty] | 0 | 0 | 0 | 0 | 0 | 0 | 1 | 0 | 0 | 0
[20 empty] | 0 | 0 | 0 | 0 | 0 | 0 | 1 | 0 | 0 | 0
[20 empty] | 0 | 0 | 0 | 0 | 0 | 0 | 1 | 0 | 0 | 0
[20 empty] | 0 | 0 | 0 | 0 | 0 | 0 | 1 | 0 | 0 | 0
[20 empty] | 0 | 0 | 0 | 0 | 0 | 0 | 1 | 0 | 0 | 0
[9 empty] | Percentage of sec. 1 |  | Percentage of sec. 2 |  | Percentage of sec. 3 |  | Total |  |  |  | 1/RTeilfläche | 0 | 0 | 0
| sverweis: | 4 | [6 empty] | 100% | [6 empty] | cm |  |  | Flächenanteil | 1 | 0 | 0
[8 empty] | U-value supplement |  | W/(m²K) |  | U-value: |  | W/(m²K) |  |  |  |  | RT | 0 | R'T | 0 | [5 empty] | R''T | #VALUE!
[19 empty] | e | 0%
[8 empty] | Assembly no. | [6 empty] | Interior insulation?
[8 empty] | 74ud | [11 empty] | Nebenrechnung:
Heat transmission resistance [m²K/W]
[8 empty] | Orientation of building element |  | interior Rsi | [9 empty] | Obere Abschätzung für R |  |  | Untere Abschätzung für R
|  |  |  | Selection of types of building layer |  |  |  | Adjacent to |  | exterior Rse: | [10 empty] | d/l |  |  | lambda |  |  | Anteil Teilflächen
| lambda | Dicke [mm] |  | Area section 1 | l [W/(mK)] | Thickness [mm] |  | Area section 1 | l [W/(mK)] | Area section 2 (optional) | l [W/(mK)] | Area section 3 (optional) | l [W/(mK)] |  | Thickness [mm] |  |  |  |  | Teilfl. 1 | Teilfl. 2 | Teilfl. 3 | Teilfl. 1 | Teilfl. 2 | Teilfl. 3 | Teilfl. 1 | Teilfl. 2 | Teilfl. 3 | RSchicht
[20 empty] | 0 | 0 | 0 | 0 | 0 | 0 | 1 | 0 | 0 | 0
[20 empty] | 0 | 0 | 0 | 0 | 0 | 0 | 1 | 0 | 0 | 0
[20 empty] | 0 | 0 | 0 | 0 | 0 | 0 | 1 | 0 | 0 | 0
[20 empty] | 0 | 0 | 0 | 0 | 0 | 0 | 1 | 0 | 0 | 0
[20 empty] | 0 | 0 | 0 | 0 | 0 | 0 | 1 | 0 | 0 | 0
[20 empty] | 0 | 0 | 0 | 0 | 0 | 0 | 1 | 0 | 0 | 0
[20 empty] | 0 | 0 | 0 | 0 | 0 | 0 | 1 | 0 | 0 | 0
[20 empty] | 0 | 0 | 0 | 0 | 0 | 0 | 1 | 0 | 0 | 0
[9 empty] | Percentage of sec. 1 |  | Percentage of sec. 2 |  | Percentage of sec. 3 |  | Total |  |  |  | 1/RTeilfläche | 0 | 0 | 0
| sverweis: | 4 | [6 empty] | 100% | [6 empty] | cm |  |  | Flächenanteil | 1 | 0 | 0
[8 empty] | U-value supplement |  | W/(m²K) |  | U-value: |  | W/(m²K) |  |  |  |  | RT | 0 | R'T | 0 | [5 empty] | R''T | #VALUE!
[19 empty] | e | 0%
[8 empty] | Assembly no. | [6 empty] | Interior insulation?
[8 empty] | 75ud | [11 empty] | Nebenrechnung:
Heat transmission resistance [m²K/W]
[8 empty] | Orientation of building element |  | interior Rsi | [9 empty] | Obere Abschätzung für R |  |  | Untere Abschätzung für R
|  |  |  | Selection of types of building layer |  |  |  | Adjacent to |  | exterior Rse: | [10 empty] | d/l |  |  | lambda |  |  | Anteil Teilflächen
| lambda | Dicke [mm] |  | Area section 1 | l [W/(mK)] | Thickness [mm] |  | Area section 1 | l [W/(mK)] | Area section 2 (optional) | l [W/(mK)] | Area section 3 (optional) | l [W/(mK)] |  | Thickness [mm] |  |  |  |  | Teilfl. 1 | Teilfl. 2 | Teilfl. 3 | Teilfl. 1 | Teilfl. 2 | Teilfl. 3 | Teilfl. 1 | Teilfl. 2 | Teilfl. 3 | RSchicht
[20 empty] | 0 | 0 | 0 | 0 | 0 | 0 | 1 | 0 | 0 | 0
[20 empty] | 0 | 0 | 0 | 0 | 0 | 0 | 1 | 0 | 0 | 0
[20 empty] | 0 | 0 | 0 | 0 | 0 | 0 | 1 | 0 | 0 | 0
[20 empty] | 0 | 0 | 0 | 0 | 0 | 0 | 1 | 0 | 0 | 0
[20 empty] | 0 | 0 | 0 | 0 | 0 | 0 | 1 | 0 | 0 | 0
[20 empty] | 0 | 0 | 0 | 0 | 0 | 0 | 1 | 0 | 0 | 0
[20 empty] | 0 | 0 | 0 | 0 | 0 | 0 | 1 | 0 | 0 | 0
[20 empty] | 0 | 0 | 0 | 0 | 0 | 0 | 1 | 0 | 0 | 0
[9 empty] | Percentage of sec. 1 |  | Percentage of sec. 2 |  | Percentage of sec. 3 |  | Total |  |  |  | 1/RTeilfläche | 0 | 0 | 0
| sverweis: | 4 | [6 empty] | 100% | [6 empty] | cm |  |  | Flächenanteil | 1 | 0 | 0
[8 empty] | U-value supplement |  | W/(m²K) |  | U-value: |  | W/(m²K) |  |  |  |  | RT | 0 | R'T | 0 | [5 empty] | R''T | #VALUE!
[19 empty] | e | 0%
[8 empty] | Assembly no. | [6 empty] | Interior insulation?
[8 empty] | 76ud | [11 empty] | Nebenrechnung:
Heat transmission resistance [m²K/W]
[8 empty] | Orientation of building element |  | interior Rsi | [9 empty] | Obere Abschätzung für R |  |  | Untere Abschätzung für R
|  |  |  | Selection of types of building layer |  |  |  | Adjacent to |  | exterior Rse: | [10 empty] | d/l |  |  | lambda |  |  | Anteil Teilflächen
| lambda | Dicke [mm] |  | Area section 1 | l [W/(mK)] | Thickness [mm] |  | Area section 1 | l [W/(mK)] | Area section 2 (optional) | l [W/(mK)] | Area section 3 (optional) | l [W/(mK)] |  | Thickness [mm] |  |  |  |  | Teilfl. 1 | Teilfl. 2 | Teilfl. 3 | Teilfl. 1 | Teilfl. 2 | Teilfl. 3 | Teilfl. 1 | Teilfl. 2 | Teilfl. 3 | RSchicht
[20 empty] | 0 | 0 | 0 | 0 | 0 | 0 | 1 | 0 | 0 | 0
[20 empty] | 0 | 0 | 0 | 0 | 0 | 0 | 1 | 0 | 0 | 0
[20 empty] | 0 | 0 | 0 | 0 | 0 | 0 | 1 | 0 | 0 | 0
[20 empty] | 0 | 0 | 0 | 0 | 0 | 0 | 1 | 0 | 0 | 0
[20 empty] | 0 | 0 | 0 | 0 | 0 | 0 | 1 | 0 | 0 | 0
[20 empty] | 0 | 0 | 0 | 0 | 0 | 0 | 1 | 0 | 0 | 0
[20 empty] | 0 | 0 | 0 | 0 | 0 | 0 | 1 | 0 | 0 | 0
[20 empty] | 0 | 0 | 0 | 0 | 0 | 0 | 1 | 0 | 0 | 0
[9 empty] | Percentage of sec. 1 |  | Percentage of sec. 2 |  | Percentage of sec. 3 |  | Total |  |  |  | 1/RTeilfläche | 0 | 0 | 0
| sverweis: | 4 | [6 empty] | 100% | [6 empty] | cm |  |  | Flächenanteil | 1 | 0 | 0
[8 empty] | U-value supplement |  | W/(m²K) |  | U-value: |  | W/(m²K) |  |  |  |  | RT | 0 | R'T | 0 | [5 empty] | R''T | #VALUE!
[19 empty] | e | 0%
[8 empty] | Assembly no. | [6 empty] | Interior insulation?
[8 empty] | 77ud | [11 empty] | Nebenrechnung:
Heat transmission resistance [m²K/W]
[8 empty] | Orientation of building element |  | interior Rsi | [9 empty] | Obere Abschätzung für R |  |  | Untere Abschätzung für R
|  |  |  | Selection of types of building layer |  |  |  | Adjacent to |  | exterior Rse: | [10 empty] | d/l |  |  | lambda |  |  | Anteil Teilflächen
| lambda | Dicke [mm] |  | Area section 1 | l [W/(mK)] | Thickness [mm] |  | Area section 1 | l [W/(mK)] | Area section 2 (optional) | l [W/(mK)] | Area section 3 (optional) | l [W/(mK)] |  | Thickness [mm] |  |  |  |  | Teilfl. 1 | Teilfl. 2 | Teilfl. 3 | Teilfl. 1 | Teilfl. 2 | Teilfl. 3 | Teilfl. 1 | Teilfl. 2 | Teilfl. 3 | RSchicht
[20 empty] | 0 | 0 | 0 | 0 | 0 | 0 | 1 | 0 | 0 | 0
[20 empty] | 0 | 0 | 0 | 0 | 0 | 0 | 1 | 0 | 0 | 0
[20 empty] | 0 | 0 | 0 | 0 | 0 | 0 | 1 | 0 | 0 | 0
[20 empty] | 0 | 0 | 0 | 0 | 0 | 0 | 1 | 0 | 0 | 0
[20 empty] | 0 | 0 | 0 | 0 | 0 | 0 | 1 | 0 | 0 | 0
[20 empty] | 0 | 0 | 0 | 0 | 0 | 0 | 1 | 0 | 0 | 0
[20 empty] | 0 | 0 | 0 | 0 | 0 | 0 | 1 | 0 | 0 | 0
[20 empty] | 0 | 0 | 0 | 0 | 0 | 0 | 1 | 0 | 0 | 0
[9 empty] | Percentage of sec. 1 |  | Percentage of sec. 2 |  | Percentage of sec. 3 |  | Total |  |  |  | 1/RTeilfläche | 0 | 0 | 0
| sverweis: | 4 | [6 empty] | 100% | [6 empty] | cm |  |  | Flächenanteil | 1 | 0 | 0
[8 empty] | U-value supplement |  | W/(m²K) |  | U-value: |  | W/(m²K) |  |  |  |  | RT | 0 | R'T | 0 | [5 empty] | R''T | #VALUE!
[19 empty] | e | 0%
[8 empty] | Assembly no. | [6 empty] | Interior insulation?
[8 empty] | 78ud | [11 empty] | Nebenrechnung:
Heat transmission resistance [m²K/W]
[8 empty] | Orientation of building element |  | interior Rsi | [9 empty] | Obere Abschätzung für R |  |  | Untere Abschätzung für R
|  |  |  | Selection of types of building layer |  |  |  | Adjacent to |  | exterior Rse: | [10 empty] | d/l |  |  | lambda |  |  | Anteil Teilflächen
| lambda | Dicke [mm] |  | Area section 1 | l [W/(mK)] | Thickness [mm] |  | Area section 1 | l [W/(mK)] | Area section 2 (optional) | l [W/(mK)] | Area section 3 (optional) | l [W/(mK)] |  | Thickness [mm] |  |  |  |  | Teilfl. 1 | Teilfl. 2 | Teilfl. 3 | Teilfl. 1 | Teilfl. 2 | Teilfl. 3 | Teilfl. 1 | Teilfl. 2 | Teilfl. 3 | RSchicht
[20 empty] | 0 | 0 | 0 | 0 | 0 | 0 | 1 | 0 | 0 | 0
[20 empty] | 0 | 0 | 0 | 0 | 0 | 0 | 1 | 0 | 0 | 0
[20 empty] | 0 | 0 | 0 | 0 | 0 | 0 | 1 | 0 | 0 | 0
[20 empty] | 0 | 0 | 0 | 0 | 0 | 0 | 1 | 0 | 0 | 0
[20 empty] | 0 | 0 | 0 | 0 | 0 | 0 | 1 | 0 | 0 | 0
[20 empty] | 0 | 0 | 0 | 0 | 0 | 0 | 1 | 0 | 0 | 0
[20 empty] | 0 | 0 | 0 | 0 | 0 | 0 | 1 | 0 | 0 | 0
[20 empty] | 0 | 0 | 0 | 0 | 0 | 0 | 1 | 0 | 0 | 0
[9 empty] | Percentage of sec. 1 |  | Percentage of sec. 2 |  | Percentage of sec. 3 |  | Total |  |  |  | 1/RTeilfläche | 0 | 0 | 0
| sverweis: | 4 | [6 empty] | 100% | [6 empty] | cm |  |  | Flächenanteil | 1 | 0 | 0
[8 empty] | U-value supplement |  | W/(m²K) |  | U-value: |  | W/(m²K) |  |  |  |  | RT | 0 | R'T | 0 | [5 empty] | R''T | #VALUE!
[19 empty] | e | 0%
[8 empty] | Assembly no. | [6 empty] | Interior insulation?
[8 empty] | 79ud | [11 empty] | Nebenrechnung:
Heat transmission resistance [m²K/W]
[8 empty] | Orientation of building element |  | interior Rsi | [9 empty] | Obere Abschätzung für R |  |  | Untere Abschätzung für R
|  |  |  | Selection of types of building layer |  |  |  | Adjacent to |  | exterior Rse: | [10 empty] | d/l |  |  | lambda |  |  | Anteil Teilflächen
| lambda | Dicke [mm] |  | Area section 1 | l [W/(mK)] | Thickness [mm] |  | Area section 1 | l [W/(mK)] | Area section 2 (optional) | l [W/(mK)] | Area section 3 (optional) | l [W/(mK)] |  | Thickness [mm] |  |  |  |  | Teilfl. 1 | Teilfl. 2 | Teilfl. 3 | Teilfl. 1 | Teilfl. 2 | Teilfl. 3 | Teilfl. 1 | Teilfl. 2 | Teilfl. 3 | RSchicht
[20 empty] | 0 | 0 | 0 | 0 | 0 | 0 | 1 | 0 | 0 | 0
[20 empty] | 0 | 0 | 0 | 0 | 0 | 0 | 1 | 0 | 0 | 0
[20 empty] | 0 | 0 | 0 | 0 | 0 | 0 | 1 | 0 | 0 | 0
[20 empty] | 0 | 0 | 0 | 0 | 0 | 0 | 1 | 0 | 0 | 0
[20 empty] | 0 | 0 | 0 | 0 | 0 | 0 | 1 | 0 | 0 | 0
[20 empty] | 0 | 0 | 0 | 0 | 0 | 0 | 1 | 0 | 0 | 0
[20 empty] | 0 | 0 | 0 | 0 | 0 | 0 | 1 | 0 | 0 | 0
[20 empty] | 0 | 0 | 0 | 0 | 0 | 0 | 1 | 0 | 0 | 0
[9 empty] | Percentage of sec. 1 |  | Percentage of sec. 2 |  | Percentage of sec. 3 |  | Total |  |  |  | 1/RTeilfläche | 0 | 0 | 0
| sverweis: | 4 | [6 empty] | 100% | [6 empty] | cm |  |  | Flächenanteil | 1 | 0 | 0
[8 empty] | U-value supplement |  | W/(m²K) |  | U-value: |  | W/(m²K) |  |  |  |  | RT | 0 | R'T | 0 | [5 empty] | R''T | #VALUE!
[19 empty] | e | 0%
[8 empty] | Assembly no. | [6 empty] | Interior insulation?
[8 empty] | 80ud | [11 empty] | Nebenrechnung:
Heat transmission resistance [m²K/W]
[8 empty] | Orientation of building element |  | interior Rsi | [9 empty] | Obere Abschätzung für R |  |  | Untere Abschätzung für R
|  |  |  | Selection of types of building layer |  |  |  | Adjacent to |  | exterior Rse: | [10 empty] | d/l |  |  | lambda |  |  | Anteil Teilflächen
| lambda | Dicke [mm] |  | Area section 1 | l [W/(mK)] | Thickness [mm] |  | Area section 1 | l [W/(mK)] | Area section 2 (optional) | l [W/(mK)] | Area section 3 (optional) | l [W/(mK)] |  | Thickness [mm] |  |  |  |  | Teilfl. 1 | Teilfl. 2 | Teilfl. 3 | Teilfl. 1 | Teilfl. 2 | Teilfl. 3 | Teilfl. 1 | Teilfl. 2 | Teilfl. 3 | RSchicht
[20 empty] | 0 | 0 | 0 | 0 | 0 | 0 | 1 | 0 | 0 | 0
[20 empty] | 0 | 0 | 0 | 0 | 0 | 0 | 1 | 0 | 0 | 0
[20 empty] | 0 | 0 | 0 | 0 | 0 | 0 | 1 | 0 | 0 | 0
[20 empty] | 0 | 0 | 0 | 0 | 0 | 0 | 1 | 0 | 0 | 0
[20 empty] | 0 | 0 | 0 | 0 | 0 | 0 | 1 | 0 | 0 | 0
[20 empty] | 0 | 0 | 0 | 0 | 0 | 0 | 1 | 0 | 0 | 0
[20 empty] | 0 | 0 | 0 | 0 | 0 | 0 | 1 | 0 | 0 | 0
[20 empty] | 0 | 0 | 0 | 0 | 0 | 0 | 1 | 0 | 0 | 0
[9 empty] | Percentage of sec. 1 |  | Percentage of sec. 2 |  | Percentage of sec. 3 |  | Total |  |  |  | 1/RTeilfläche | 0 | 0 | 0
| sverweis: | 4 | [6 empty] | 100% | [6 empty] | cm |  |  | Flächenanteil | 1 | 0 | 0
[8 empty] | U-value supplement |  | W/(m²K) |  | U-value: |  | W/(m²K) |  |  |  |  | RT | 0 | R'T | 0 | [5 empty] | R''T | #VALUE!
[19 empty] | e | 0%
[8 empty] | Assembly no. | [6 empty] | Interior insulation?
[8 empty] | 81ud | [11 empty] | Nebenrechnung:
Heat transmission resistance [m²K/W]
[8 empty] | Orientation of building element |  | interior Rsi | [9 empty] | Obere Abschätzung für R |  |  | Untere Abschätzung für R
|  |  |  | Selection of types of building layer |  |  |  | Adjacent to |  | exterior Rse: | [10 empty] | d/l |  |  | lambda |  |  | Anteil Teilflächen
| lambda | Dicke [mm] |  | Area section 1 | l [W/(mK)] | Thickness [mm] |  | Area section 1 | l [W/(mK)] | Area section 2 (optional) | l [W/(mK)] | Area section 3 (optional) | l [W/(mK)] |  | Thickness [mm] |  |  |  |  | Teilfl. 1 | Teilfl. 2 | Teilfl. 3 | Teilfl. 1 | Teilfl. 2 | Teilfl. 3 | Teilfl. 1 | Teilfl. 2 | Teilfl. 3 | RSchicht
[20 empty] | 0 | 0 | 0 | 0 | 0 | 0 | 1 | 0 | 0 | 0
[20 empty] | 0 | 0 | 0 | 0 | 0 | 0 | 1 | 0 | 0 | 0
[20 empty] | 0 | 0 | 0 | 0 | 0 | 0 | 1 | 0 | 0 | 0
[20 empty] | 0 | 0 | 0 | 0 | 0 | 0 | 1 | 0 | 0 | 0
[20 empty] | 0 | 0 | 0 | 0 | 0 | 0 | 1 | 0 | 0 | 0
[20 empty] | 0 | 0 | 0 | 0 | 0 | 0 | 1 | 0 | 0 | 0
[20 empty] | 0 | 0 | 0 | 0 | 0 | 0 | 1 | 0 | 0 | 0
[20 empty] | 0 | 0 | 0 | 0 | 0 | 0 | 1 | 0 | 0 | 0
[9 empty] | Percentage of sec. 1 |  | Percentage of sec. 2 |  | Percentage of sec. 3 |  | Total |  |  |  | 1/RTeilfläche | 0 | 0 | 0
| sverweis: | 4 | [6 empty] | 100% | [6 empty] | cm |  |  | Flächenanteil | 1 | 0 | 0
[8 empty] | U-value supplement |  | W/(m²K) |  | U-value: |  | W/(m²K) |  |  |  |  | RT | 0 | R'T | 0 | [5 empty] | R''T | #VALUE!
[19 empty] | e | 0%
[8 empty] | Assembly no. | [6 empty] | Interior insulation?
[8 empty] | 82ud | [11 empty] | Nebenrechnung:
Heat transmission resistance [m²K/W]
[8 empty] | Orientation of building element |  | interior Rsi | [9 empty] | Obere Abschätzung für R |  |  | Untere Abschätzung für R
|  |  |  | Selection of types of building layer |  |  |  | Adjacent to |  | exterior Rse: | [10 empty] | d/l |  |  | lambda |  |  | Anteil Teilflächen
| lambda | Dicke [mm] |  | Area section 1 | l [W/(mK)] | Thickness [mm] |  | Area section 1 | l [W/(mK)] | Area section 2 (optional) | l [W/(mK)] | Area section 3 (optional) | l [W/(mK)] |  | Thickness [mm] |  |  |  |  | Teilfl. 1 | Teilfl. 2 | Teilfl. 3 | Teilfl. 1 | Teilfl. 2 | Teilfl. 3 | Teilfl. 1 | Teilfl. 2 | Teilfl. 3 | RSchicht
[20 empty] | 0 | 0 | 0 | 0 | 0 | 0 | 1 | 0 | 0 | 0
[20 empty] | 0 | 0 | 0 | 0 | 0 | 0 | 1 | 0 | 0 | 0
[20 empty] | 0 | 0 | 0 | 0 | 0 | 0 | 1 | 0 | 0 | 0
[20 empty] | 0 | 0 | 0 | 0 | 0 | 0 | 1 | 0 | 0 | 0
[20 empty] | 0 | 0 | 0 | 0 | 0 | 0 | 1 | 0 | 0 | 0
[20 empty] | 0 | 0 | 0 | 0 | 0 | 0 | 1 | 0 | 0 | 0
[20 empty] | 0 | 0 | 0 | 0 | 0 | 0 | 1 | 0 | 0 | 0
[20 empty] | 0 | 0 | 0 | 0 | 0 | 0 | 1 | 0 | 0 | 0
[9 empty] | Percentage of sec. 1 |  | Percentage of sec. 2 |  | Percentage of sec. 3 |  | Total |  |  |  | 1/RTeilfläche | 0 | 0 | 0
| sverweis: | 4 | [6 empty] | 100% | [6 empty] | cm |  |  | Flächenanteil | 1 | 0 | 0
[8 empty] | U-value supplement |  | W/(m²K) |  | U-value: |  | W/(m²K) |  |  |  |  | RT | 0 | R'T | 0 | [5 empty] | R''T | #VALUE!
[19 empty] | e | 0%
Bauteilaufbauten Varianten
a-
b-
c-
d-
e-
f-
g-
h-
i-
j-
k-
l-
m-
n-
o-
p-
q-
r-
s-
t-
u-
v-
w-
x-
y-
z-
Note on E8: In case you see the following notification: "Results are being calculated, please wait…", please activate automatic calculation in Excel. (Calculation options / Workbook calculation / Automatic). Otherwise the calculation of variants cannot be performed.
Note on G3: Caution: do not overwrite grey cells! Reason: the variants macro writes links in the yellow cells and automatically changes their colour to grey.
Note on M13: User determined heat transmission resistance coefficients can be introduced in this cell. Roofs with over 60° inclination are considered as walls.
Note on M28: To introduce the effects of, e.g. wall anchors substructures of curtain walls, anchored EIFS, nails within the construction gap insulation, etc.
Note on M34: User determined heat transmission resistance coefficients can be introduced in this cell. Roofs with over 60° inclination are considered as walls.
Note on M49: To introduce the effects of, e.g. wall anchors substructures of curtain walls, anchored EIFS, nails within the construction gap insulation, etc.
Note on M55: User determined heat transmission resistance coefficients can be introduced in this cell. Roofs with over 60° inclination are considered as walls.
Note on M70: To introduce the effects of, e.g. wall anchors substructures of curtain walls, anchored EIFS, nails within the construction gap insulation, etc.
Note on M76: User determined heat transmission resistance coefficients can be introduced in this cell. Roofs with over 60° inclination are considered as walls.
Note on M91: To introduce the effects of, e.g. wall anchors substructures of curtain walls, anchored EIFS, nails within the construction gap insulation, etc.
Note on M97: User determined heat transmission resistance coefficients can be introduced in this cell. Roofs with over 60° inclination are considered as walls.
Note on M112: To introduce the effects of, e.g. wall anchors substructures of curtain walls, anchored EIFS, nails within the construction gap insulation, etc.
Note on M118: User determined heat transmission resistance coefficients can be introduced in this cell. Roofs with over 60° inclination are considered as walls.
Note on M133: To introduce the effects of, e.g. wall anchors substructures of curtain walls, anchored EIFS, nails within the construction gap insulation, etc.
Note on M139: User determined heat transmission resistance coefficients can be introduced in this cell. Roofs with over 60° inclination are considered as walls.
Note on M154: To introduce the effects of, e.g. wall anchors substructures of curtain walls, anchored EIFS, nails within the construction gap insulation, etc.
Note on M160: User determined heat transmission resistance coefficients can be introduced in this cell. Roofs with over 60° inclination are considered as walls.
Note on M175: To introduce the effects of, e.g. wall anchors substructures of curtain walls, anchored EIFS, nails within the construction gap insulation, etc.
Note on M181: User determined heat transmission resistance coefficients can be introduced in this cell. Roofs with over 60° inclination are considered as walls.
Note on M196: To introduce the effects of, e.g. wall anchors substructures of curtain walls, anchored EIFS, nails within the construction gap insulation, etc.
Note on M202: User determined heat transmission resistance coefficients can be introduced in this cell. Roofs with over 60° inclination are considered as walls.
Note on M217: To introduce the effects of, e.g. wall anchors substructures of curtain walls, anchored EIFS, nails within the construction gap insulation, etc.
Note on M223: User determined heat transmission resistance coefficients can be introduced in this cell. Roofs with over 60° inclination are considered as walls.
Note on M238: To introduce the effects of, e.g. wall anchors substructures of curtain walls, anchored EIFS, nails within the construction gap insulation, etc.
Note on M244: User determined heat transmission resistance coefficients can be introduced in this cell. Roofs with over 60° inclination are considered as walls.
Note on M259: To introduce the effects of, e.g. wall anchors substructures of curtain walls, anchored EIFS, nails within the construction gap insulation, etc.
Note on M265: User determined heat transmission resistance coefficients can be introduced in this cell. Roofs with over 60° inclination are considered as walls.
Note on M280: To introduce the effects of, e.g. wall anchors substructures of curtain walls, anchored EIFS, nails within the construction gap insulation, etc.
Note on M286: User determined heat transmission resistance coefficients can be introduced in this cell. Roofs with over 60° inclination are considered as walls.
Note on M301: To introduce the effects of, e.g. wall anchors substructures of curtain walls, anchored EIFS, nails within the construction gap insulation, etc.
Note on M307: User determined heat transmission resistance coefficients can be introduced in this cell. Roofs with over 60° inclination are considered as walls.
Note on M322: To introduce the effects of, e.g. wall anchors substructures of curtain walls, anchored EIFS, nails within the construction gap insulation, etc.
Note on M328: User determined heat transmission resistance coefficients can be introduced in this cell. Roofs with over 60° inclination are considered as walls.
Note on M343: To introduce the effects of, e.g. wall anchors substructures of curtain walls, anchored EIFS, nails within the construction gap insulation, etc.
Note on M349: User determined heat transmission resistance coefficients can be introduced in this cell. Roofs with over 60° inclination are considered as walls.
Note on M364: To introduce the effects of, e.g. wall anchors substructures of curtain walls, anchored EIFS, nails within the construction gap insulation, etc.
Note on M370: User determined heat transmission resistance coefficients can be introduced in this cell. Roofs with over 60° inclination are considered as walls.
Note on M385: To introduce the effects of, e.g. wall anchors substructures of curtain walls, anchored EIFS, nails within the construction gap insulation, etc.
Note on M391: User determined heat transmission resistance coefficients can be introduced in this cell. Roofs with over 60° inclination are considered as walls.
Note on M406: To introduce the effects of, e.g. wall anchors substructures of curtain walls, anchored EIFS, nails within the construction gap insulation, etc.
Note on M412: User determined heat transmission resistance coefficients can be introduced in this cell. Roofs with over 60° inclination are considered as walls.
Note on M427: To introduce the effects of, e.g. wall anchors substructures of curtain walls, anchored EIFS, nails within the construction gap insulation, etc.
Note on M433: User determined heat transmission resistance coefficients can be introduced in this cell. Roofs with over 60° inclination are considered as walls.
Note on M448: To introduce the effects of, e.g. wall anchors substructures of curtain walls, anchored EIFS, nails within the construction gap insulation, etc.
Note on M454: User determined heat transmission resistance coefficients can be introduced in this cell. Roofs with over 60° inclination are considered as walls.
Note on M469: To introduce the effects of, e.g. wall anchors substructures of curtain walls, anchored EIFS, nails within the construction gap insulation, etc.
Note on M475: User determined heat transmission resistance coefficients can be introduced in this cell. Roofs with over 60° inclination are considered as walls.
Note on M490: To introduce the effects of, e.g. wall anchors substructures of curtain walls, anchored EIFS, nails within the construction gap insulation, etc.
Note on M496: User determined heat transmission resistance coefficients can be introduced in this cell. Roofs with over 60° inclination are considered as walls.
Note on M511: To introduce the effects of, e.g. wall anchors substructures of curtain walls, anchored EIFS, nails within the construction gap insulation, etc.
Note on M517: User determined heat transmission resistance coefficients can be introduced in this cell. Roofs with over 60° inclination are considered as walls.
Note on M532: To introduce the effects of, e.g. wall anchors substructures of curtain walls, anchored EIFS, nails within the construction gap insulation, etc.
Note on M538: User determined heat transmission resistance coefficients can be introduced in this cell. Roofs with over 60° inclination are considered as walls.
Note on M553: To introduce the effects of, e.g. wall anchors substructures of curtain walls, anchored EIFS, nails within the construction gap insulation, etc.
Note on M559: User determined heat transmission resistance coefficients can be introduced in this cell. Roofs with over 60° inclination are considered as walls.
Note on M574: To introduce the effects of, e.g. wall anchors substructures of curtain walls, anchored EIFS, nails within the construction gap insulation, etc.
Note on M580: User determined heat transmission resistance coefficients can be introduced in this cell. Roofs with over 60° inclination are considered as walls.
Note on M595: To introduce the effects of, e.g. wall anchors substructures of curtain walls, anchored EIFS, nails within the construction gap insulation, etc.
Note on M601: User determined heat transmission resistance coefficients can be introduced in this cell. Roofs with over 60° inclination are considered as walls.
Note on M616: To introduce the effects of, e.g. wall anchors substructures of curtain walls, anchored EIFS, nails within the construction gap insulation, etc.
Note on M622: User determined heat transmission resistance coefficients can be introduced in this cell. Roofs with over 60° inclination are considered as walls.
Note on M637: To introduce the effects of, e.g. wall anchors substructures of curtain walls, anchored EIFS, nails within the construction gap insulation, etc.
Note on M643: User determined heat transmission resistance coefficients can be introduced in this cell. Roofs with over 60° inclination are considered as walls.
Note on M658: To introduce the effects of, e.g. wall anchors substructures of curtain walls, anchored EIFS, nails within the construction gap insulation, etc.
Note on M664: User determined heat transmission resistance coefficients can be introduced in this cell. Roofs with over 60° inclination are considered as walls.
Note on M679: To introduce the effects of, e.g. wall anchors substructures of curtain walls, anchored EIFS, nails within the construction gap insulation, etc.
Note on M685: User determined heat transmission resistance coefficients can be introduced in this cell. Roofs with over 60° inclination are considered as walls.
Note on M700: To introduce the effects of, e.g. wall anchors substructures of curtain walls, anchored EIFS, nails within the construction gap insulation, etc.
Note on M706: User determined heat transmission resistance coefficients can be introduced in this cell. Roofs with over 60° inclination are considered as walls.
Note on M721: To introduce the effects of, e.g. wall anchors substructures of curtain walls, anchored EIFS, nails within the construction gap insulation, etc.
Note on M727: User determined heat transmission resistance coefficients can be introduced in this cell. Roofs with over 60° inclination are considered as walls.
Note on M742: To introduce the effects of, e.g. wall anchors substructures of curtain walls, anchored EIFS, nails within the construction gap insulation, etc.
Note on M748: User determined heat transmission resistance coefficients can be introduced in this cell. Roofs with over 60° inclination are considered as walls.
Note on M763: To introduce the effects of, e.g. wall anchors substructures of curtain walls, anchored EIFS, nails within the construction gap insulation, etc.
Note on M769: User determined heat transmission resistance coefficients can be introduced in this cell. Roofs with over 60° inclination are considered as walls.
Note on M784: To introduce the effects of, e.g. wall anchors substructures of curtain walls, anchored EIFS, nails within the construction gap insulation, etc.
Note on M790: User determined heat transmission resistance coefficients can be introduced in this cell. Roofs with over 60° inclination are considered as walls.
Note on M805: To introduce the effects of, e.g. wall anchors substructures of curtain walls, anchored EIFS, nails within the construction gap insulation, etc.
Note on M811: User determined heat transmission resistance coefficients can be introduced in this cell. Roofs with over 60° inclination are considered as walls.
Note on M826: To introduce the effects of, e.g. wall anchors substructures of curtain walls, anchored EIFS, nails within the construction gap insulation, etc.
Note on M832: User determined heat transmission resistance coefficients can be introduced in this cell. Roofs with over 60° inclination are considered as walls.
Note on M847: To introduce the effects of, e.g. wall anchors substructures of curtain walls, anchored EIFS, nails within the construction gap insulation, etc.
Note on M853: User determined heat transmission resistance coefficients can be introduced in this cell. Roofs with over 60° inclination are considered as walls.
Note on M868: To introduce the effects of, e.g. wall anchors substructures of curtain walls, anchored EIFS, nails within the construction gap insulation, etc.
Note on M874: User determined heat transmission resistance coefficients can be introduced in this cell. Roofs with over 60° inclination are considered as walls.
Note on M889: To introduce the effects of, e.g. wall anchors substructures of curtain walls, anchored EIFS, nails within the construction gap insulation, etc.
Note on M895: User determined heat transmission resistance coefficients can be introduced in this cell. Roofs with over 60° inclination are considered as walls.
Note on M910: To introduce the effects of, e.g. wall anchors substructures of curtain walls, anchored EIFS, nails within the construction gap insulation, etc.
Note on M916: User determined heat transmission resistance coefficients can be introduced in this cell. Roofs with over 60° inclination are considered as walls.
Note on M931: To introduce the effects of, e.g. wall anchors substructures of curtain walls, anchored EIFS, nails within the construction gap insulation, etc.
Note on M937: User determined heat transmission resistance coefficients can be introduced in this cell. Roofs with over 60° inclination are considered as walls.
Note on M952: To introduce the effects of, e.g. wall anchors substructures of curtain walls, anchored EIFS, nails within the construction gap insulation, etc.
Note on M958: User determined heat transmission resistance coefficients can be introduced in this cell. Roofs with over 60° inclination are considered as walls.
Note on M973: To introduce the effects of, e.g. wall anchors substructures of curtain walls, anchored EIFS, nails within the construction gap insulation, etc.
Note on M979: User determined heat transmission resistance coefficients can be introduced in this cell. Roofs with over 60° inclination are considered as walls.
Note on M994: To introduce the effects of, e.g. wall anchors substructures of curtain walls, anchored EIFS, nails within the construction gap insulation, etc.
Note on M1000: User determined heat transmission resistance coefficients can be introduced in this cell. Roofs with over 60° inclination are considered as walls.
Note on M1015: To introduce the effects of, e.g. wall anchors substructures of curtain walls, anchored EIFS, nails within the construction gap insulation, etc.
Note on M1021: User determined heat transmission resistance coefficients can be introduced in this cell. Roofs with over 60° inclination are considered as walls.
Note on M1036: To introduce the effects of, e.g. wall anchors substructures of curtain walls, anchored EIFS, nails within the construction gap insulation, etc.
Note on M1042: User determined heat transmission resistance coefficients can be introduced in this cell. Roofs with over 60° inclination are considered as walls.
Note on M1057: To introduce the effects of, e.g. wall anchors substructures of curtain walls, anchored EIFS, nails within the construction gap insulation, etc.
Note on M1063: User determined heat transmission resistance coefficients can be introduced in this cell. Roofs with over 60° inclination are considered as walls.
Note on M1078: To introduce the effects of, e.g. wall anchors substructures of curtain walls, anchored EIFS, nails within the construction gap insulation, etc.
Note on M1084: User determined heat transmission resistance coefficients can be introduced in this cell. Roofs with over 60° inclination are considered as walls.
Note on M1099: To introduce the effects of, e.g. wall anchors substructures of curtain walls, anchored EIFS, nails within the construction gap insulation, etc.
Note on M1105: User determined heat transmission resistance coefficients can be introduced in this cell. Roofs with over 60° inclination are considered as walls.
Note on M1120: To introduce the effects of, e.g. wall anchors substructures of curtain walls, anchored EIFS, nails within the construction gap insulation, etc.
Note on M1126: User determined heat transmission resistance coefficients can be introduced in this cell. Roofs with over 60° inclination are considered as walls.
Note on M1141: To introduce the effects of, e.g. wall anchors substructures of curtain walls, anchored EIFS, nails within the construction gap insulation, etc.
Note on M1147: User determined heat transmission resistance coefficients can be introduced in this cell. Roofs with over 60° inclination are considered as walls.
Note on M1162: To introduce the effects of, e.g. wall anchors substructures of curtain walls, anchored EIFS, nails within the construction gap insulation, etc.
Note on M1168: User determined heat transmission resistance coefficients can be introduced in this cell. Roofs with over 60° inclination are considered as walls.
Note on M1183: To introduce the effects of, e.g. wall anchors substructures of curtain walls, anchored EIFS, nails within the construction gap insulation, etc.
Note on M1189: User determined heat transmission resistance coefficients can be introduced in this cell. Roofs with over 60° inclination are considered as walls.
Note on M1204: To introduce the effects of, e.g. wall anchors substructures of curtain walls, anchored EIFS, nails within the construction gap insulation, etc.
Note on M1210: User determined heat transmission resistance coefficients can be introduced in this cell. Roofs with over 60° inclination are considered as walls.
Note on M1225: To introduce the effects of, e.g. wall anchors substructures of curtain walls, anchored EIFS, nails within the construction gap insulation, etc.
Note on M1231: User determined heat transmission resistance coefficients can be introduced in this cell. Roofs with over 60° inclination are considered as walls.
Note on M1246: To introduce the effects of, e.g. wall anchors substructures of curtain walls, anchored EIFS, nails within the construction gap insulation, etc.
Note on M1252: User determined heat transmission resistance coefficients can be introduced in this cell. Roofs with over 60° inclination are considered as walls.
Note on M1267: To introduce the effects of, e.g. wall anchors substructures of curtain walls, anchored EIFS, nails within the construction gap insulation, etc.
Note on M1273: User determined heat transmission resistance coefficients can be introduced in this cell. Roofs with over 60° inclination are considered as walls.
Note on M1288: To introduce the effects of, e.g. wall anchors substructures of curtain walls, anchored EIFS, nails within the construction gap insulation, etc.
Note on M1294: User determined heat transmission resistance coefficients can be introduced in this cell. Roofs with over 60° inclination are considered as walls.
Note on M1309: To introduce the effects of, e.g. wall anchors substructures of curtain walls, anchored EIFS, nails within the construction gap insulation, etc.
Note on M1315: User determined heat transmission resistance coefficients can be introduced in this cell. Roofs with over 60° inclination are considered as walls.
Note on M1330: To introduce the effects of, e.g. wall anchors substructures of curtain walls, anchored EIFS, nails within the construction gap insulation, etc.
Note on M1336: User determined heat transmission resistance coefficients can be introduced in this cell. Roofs with over 60° inclination are considered as walls.
Note on M1351: To introduce the effects of, e.g. wall anchors substructures of curtain walls, anchored EIFS, nails within the construction gap insulation, etc.
Note on M1357: User determined heat transmission resistance coefficients can be introduced in this cell. Roofs with over 60° inclination are considered as walls.
Note on M1372: To introduce the effects of, e.g. wall anchors substructures of curtain walls, anchored EIFS, nails within the construction gap insulation, etc.
Note on M1378: User determined heat transmission resistance coefficients can be introduced in this cell. Roofs with over 60° inclination are considered as walls.
Note on M1393: To introduce the effects of, e.g. wall anchors substructures of curtain walls, anchored EIFS, nails within the construction gap insulation, etc.
Note on M1399: User determined heat transmission resistance coefficients can be introduced in this cell. Roofs with over 60° inclination are considered as walls.
Note on M1414: To introduce the effects of, e.g. wall anchors substructures of curtain walls, anchored EIFS, nails within the construction gap insulation, etc.
Note on M1420: User determined heat transmission resistance coefficients can be introduced in this cell. Roofs with over 60° inclination are considered as walls.
Note on M1435: To introduce the effects of, e.g. wall anchors substructures of curtain walls, anchored EIFS, nails within the construction gap insulation, etc.
Note on M1441: User determined heat transmission resistance coefficients can be introduced in this cell. Roofs with over 60° inclination are considered as walls.
Note on M1456: To introduce the effects of, e.g. wall anchors substructures of curtain walls, anchored EIFS, nails within the construction gap insulation, etc.
Note on M1462: User determined heat transmission resistance coefficients can be introduced in this cell. Roofs with over 60° inclination are considered as walls.
Note on M1477: To introduce the effects of, e.g. wall anchors substructures of curtain walls, anchored EIFS, nails within the construction gap insulation, etc.
Note on M1483: User determined heat transmission resistance coefficients can be introduced in this cell. Roofs with over 60° inclination are considered as walls.
Note on M1498: To introduce the effects of, e.g. wall anchors substructures of curtain walls, anchored EIFS, nails within the construction gap insulation, etc.
Note on M1504: User determined heat transmission resistance coefficients can be introduced in this cell. Roofs with over 60° inclination are considered as walls.
Note on M1519: To introduce the effects of, e.g. wall anchors substructures of curtain walls, anchored EIFS, nails within the construction gap insulation, etc.
Note on M1525: User determined heat transmission resistance coefficients can be introduced in this cell. Roofs with over 60° inclination are considered as walls.
Note on M1540: To introduce the effects of, e.g. wall anchors substructures of curtain walls, anchored EIFS, nails within the construction gap insulation, etc.
Note on M1546: User determined heat transmission resistance coefficients can be introduced in this cell. Roofs with over 60° inclination are considered as walls.
Note on M1561: To introduce the effects of, e.g. wall anchors substructures of curtain walls, anchored EIFS, nails within the construction gap insulation, etc.
Note on M1567: User determined heat transmission resistance coefficients can be introduced in this cell. Roofs with over 60° inclination are considered as walls.
Note on M1582: To introduce the effects of, e.g. wall anchors substructures of curtain walls, anchored EIFS, nails within the construction gap insulation, etc.
Note on M1588: User determined heat transmission resistance coefficients can be introduced in this cell. Roofs with over 60° inclination are considered as walls.
Note on M1603: To introduce the effects of, e.g. wall anchors substructures of curtain walls, anchored EIFS, nails within the construction gap insulation, etc.
Note on M1609: User determined heat transmission resistance coefficients can be introduced in this cell. Roofs with over 60° inclination are considered as walls.
Note on M1624: To introduce the effects of, e.g. wall anchors substructures of curtain walls, anchored EIFS, nails within the construction gap insulation, etc.
Note on M1630: User determined heat transmission resistance coefficients can be introduced in this cell. Roofs with over 60° inclination are considered as walls.
Note on M1645: To introduce the effects of, e.g. wall anchors substructures of curtain walls, anchored EIFS, nails within the construction gap insulation, etc.
Note on M1651: User determined heat transmission resistance coefficients can be introduced in this cell. Roofs with over 60° inclination are considered as walls.
Note on M1666: To introduce the effects of, e.g. wall anchors substructures of curtain walls, anchored EIFS, nails within the construction gap insulation, etc.
Note on M1672: User determined heat transmission resistance coefficients can be introduced in this cell. Roofs with over 60° inclination are considered as walls.
Note on M1687: To introduce the effects of, e.g. wall anchors substructures of curtain walls, anchored EIFS, nails within the construction gap insulation, etc.
Note on M1693: User determined heat transmission resistance coefficients can be introduced in this cell. Roofs with over 60° inclination are considered as walls.
Note on M1708: To introduce the effects of, e.g. wall anchors substructures of curtain walls, anchored EIFS, nails within the construction gap insulation, etc.
Note on M1714: User determined heat transmission resistance coefficients can be introduced in this cell. Roofs with over 60° inclination are considered as walls.
Note on M1729: To introduce the effects of, e.g. wall anchors substructures of curtain walls, anchored EIFS, nails within the construction gap insulation, etc.
Note on S11: For verification of Passive House buildings no data entry is required here. For verification of the EnerPHit Standard, this field should be checked with an 'x' in case this is an external wall with interior insulation. Interior insulation is only acceptable (if applicable) in case of external walls and not in the case of roofs, basement ceilings or floor slabs.
Note on S32: For verification of Passive House buildings no data entry is required here. For verification of the EnerPHit Standard, this field should be checked with an 'x' in case this is an exterior wall with interior insulation. Interior insulation is only acceptable (if applicable) in case of external walls and not in the case of roofs, basement ceilings or floor slabs.
Note on S53: For verification of Passive House buildings no data entry is required here. For verification of the EnerPHit Standard, this field should be checked with an 'x' in case this is an exterior wall with interior insulation. Interior insulation is only acceptable (if applicable) in case of external walls and not in the case of roofs, basement ceilings or floor slabs.
Note on S74: For verification of Passive House buildings no data entry is required here. For verification of the EnerPHit Standard, this field should be checked with an 'x' in case this is an exterior wall with interior insulation. Interior insulation is only acceptable (if applicable) in case of external walls and not in the case of roofs, basement ceilings or floor slabs.
Note on S95: For verification of Passive House buildings no data entry is required here. For verification of the EnerPHit Standard, this field should be checked with an 'x' in case this is an exterior wall with interior insulation. Interior insulation is only acceptable (if applicable) in case of external walls and not in the case of roofs, basement ceilings or floor slabs.
Note on S116: For verification of Passive House buildings no data entry is required here. For verification of the EnerPHit Standard, this field should be checked with an 'x' in case this is an exterior wall with interior insulation. Interior insulation is only acceptable (if applicable) in case of external walls and not in the case of roofs, basement ceilings or floor slabs.
Note on S137: For verification of Passive House buildings no data entry is required here. For verification of the EnerPHit Standard, this field should be checked with an 'x' in case this is an exterior wall with interior insulation. Interior insulation is only acceptable (if applicable) in case of external walls and not in the case of roofs, basement ceilings or floor slabs.
Note on S158: For verification of Passive House buildings no data entry is required here. For verification of the EnerPHit Standard, this field should be checked with an 'x' in case this is an exterior wall with interior insulation. Interior insulation is only acceptable (if applicable) in case of external walls and not in the case of roofs, basement ceilings or floor slabs.
Note on S179: For verification of Passive House buildings no data entry is required here. For verification of the EnerPHit Standard, this field should be checked with an 'x' in case this is an exterior wall with interior insulation. Interior insulation is only acceptable (if applicable) in case of external walls and not in the case of roofs, basement ceilings or floor slabs.
Note on S200: For verification of Passive House buildings no data entry is required here. For verification of the EnerPHit Standard, this field should be checked with an 'x' in case this is an exterior wall with interior insulation. Interior insulation is only acceptable (if applicable) in case of external walls and not in the case of roofs, basement ceilings or floor slabs.
Note on S221: For verification of Passive House buildings no data entry is required here. For verification of the EnerPHit Standard, this field should be checked with an 'x' in case this is an exterior wall with interior insulation. Interior insulation is only acceptable (if applicable) in case of external walls and not in the case of roofs, basement ceilings or floor slabs.
Note on S242: For verification of Passive House buildings no data entry is required here. For verification of the EnerPHit Standard, this field should be checked with an 'x' in case this is an exterior wall with interior insulation. Interior insulation is only acceptable (if applicable) in case of external walls and not in the case of roofs, basement ceilings or floor slabs.
Note on S263: For verification of Passive House buildings no data entry is required here. For verification of the EnerPHit Standard, this field should be checked with an 'x' in case this is an exterior wall with interior insulation. Interior insulation is only acceptable (if applicable) in case of external walls and not in the case of roofs, basement ceilings or floor slabs.
Note on S284: For verification of Passive House buildings no data entry is required here. For verification of the EnerPHit Standard, this field should be checked with an 'x' in case this is an exterior wall with interior insulation. Interior insulation is only acceptable (if applicable) in case of external walls and not in the case of roofs, basement ceilings or floor slabs.
Note on S305: For verification of Passive House buildings no data entry is required here. For verification of the EnerPHit Standard, this field should be checked with an 'x' in case this is an exterior wall with interior insulation. Interior insulation is only acceptable (if applicable) in case of external walls and not in the case of roofs, basement ceilings or floor slabs.
Note on S326: For verification of Passive House buildings no data entry is required here. For verification of the EnerPHit Standard, this field should be checked with an 'x' in case this is an exterior wall with interior insulation. Interior insulation is only acceptable (if applicable) in case of external walls and not in the case of roofs, basement ceilings or floor slabs.
Note on S347: For verification of Passive House buildings no data entry is required here. For verification of the EnerPHit Standard, this field should be checked with an 'x' in case this is an exterior wall with interior insulation. Interior insulation is only acceptable (if applicable) in case of external walls and not in the case of roofs, basement ceilings or floor slabs.
Note on S368: For verification of Passive House buildings no data entry is required here. For verification of the EnerPHit Standard, this field should be checked with an 'x' in case this is an exterior wall with interior insulation. Interior insulation is only acceptable (if applicable) in case of external walls and not in the case of roofs, basement ceilings or floor slabs.
Note on S389: For verification of Passive House buildings no data entry is required here. For verification of the EnerPHit Standard, this field should be checked with an 'x' in case this is an exterior wall with interior insulation. Interior insulation is only acceptable (if applicable) in case of external walls and not in the case of roofs, basement ceilings or floor slabs.
Note on S410: For verification of Passive House buildings no data entry is required here. For verification of the EnerPHit Standard, this field should be checked with an 'x' in case this is an exterior wall with interior insulation. Interior insulation is only acceptable (if applicable) in case of external walls and not in the case of roofs, basement ceilings or floor slabs.
Note on S431: For verification of Passive House buildings no data entry is required here. For verification of the EnerPHit Standard, this field should be checked with an 'x' in case this is an exterior wall with interior insulation. Interior insulation is only acceptable (if applicable) in case of external walls and not in the case of roofs, basement ceilings or floor slabs.
Note on S452: For verification of Passive House buildings no data entry is required here. For verification of the EnerPHit Standard, this field should be checked with an 'x' in case this is an exterior wall with interior insulation. Interior insulation is only acceptable (if applicable) in case of external walls and not in the case of roofs, basement ceilings or floor slabs.
Note on S473: For verification of Passive House buildings no data entry is required here. For verification of the EnerPHit Standard, this field should be checked with an 'x' in case this is an exterior wall with interior insulation. Interior insulation is only acceptable (if applicable) in case of external walls and not in the case of roofs, basement ceilings or floor slabs.
Note on S494: For verification of Passive House buildings no data entry is required here. For verification of the EnerPHit Standard, this field should be checked with an 'x' in case this is an exterior wall with interior insulation. Interior insulation is only acceptable (if applicable) in case of external walls and not in the case of roofs, basement ceilings or floor slabs.
Note on S515: For verification of Passive House buildings no data entry is required here. For verification of the EnerPHit Standard, this field should be checked with an 'x' in case this is an exterior wall with interior insulation. Interior insulation is only acceptable (if applicable) in case of external walls and not in the case of roofs, basement ceilings or floor slabs.
Note on S536: For verification of Passive House buildings no data entry is required here. For verification of the EnerPHit Standard, this field should be checked with an 'x' in case this is an exterior wall with interior insulation. Interior insulation is only acceptable (if applicable) in case of external walls and not in the case of roofs, basement ceilings or floor slabs.
Note on S557: For verification of Passive House buildings no data entry is required here. For verification of the EnerPHit Standard, this field should be checked with an 'x' in case this is an exterior wall with interior insulation. Interior insulation is only acceptable (if applicable) in case of external walls and not in the case of roofs, basement ceilings or floor slabs.
Note on S578: For verification of Passive House buildings no data entry is required here. For verification of the EnerPHit Standard, this field should be checked with an 'x' in case this is an exterior wall with interior insulation. Interior insulation is only acceptable (if applicable) in case of external walls and not in the case of roofs, basement ceilings or floor slabs.
Note on S599: For verification of Passive House buildings no data entry is required here. For verification of the EnerPHit Standard, this field should be checked with an 'x' in case this is an exterior wall with interior insulation. Interior insulation is only acceptable (if applicable) in case of external walls and not in the case of roofs, basement ceilings or floor slabs.
Note on S620: For verification of Passive House buildings no data entry is required here. For verification of the EnerPHit Standard, this field should be checked with an 'x' in case this is an exterior wall with interior insulation. Interior insulation is only acceptable (if applicable) in case of external walls and not in the case of roofs, basement ceilings or floor slabs.
Note on S641: For verification of Passive House buildings no data entry is required here. For verification of the EnerPHit Standard, this field should be checked with an 'x' in case this is an exterior wall with interior insulation. Interior insulation is only acceptable (if applicable) in case of external walls and not in the case of roofs, basement ceilings or floor slabs.
Note on S662: For verification of Passive House buildings no data entry is required here. For verification of the EnerPHit Standard, this field should be checked with an 'x' in case this is an exterior wall with interior insulation. Interior insulation is only acceptable (if applicable) in case of external walls and not in the case of roofs, basement ceilings or floor slabs.
Note on S683: For verification of Passive House buildings no data entry is required here. For verification of the EnerPHit Standard, this field should be checked with an 'x' in case this is an exterior wall with interior insulation. Interior insulation is only acceptable (if applicable) in case of external walls and not in the case of roofs, basement ceilings or floor slabs.
Note on S704: For verification of Passive House buildings no data entry is required here. For verification of the EnerPHit Standard, this field should be checked with an 'x' in case this is an exterior wall with interior insulation. Interior insulation is only acceptable (if applicable) in case of external walls and not in the case of roofs, basement ceilings or floor slabs.
Note on S725: For verification of Passive House buildings no data entry is required here. For verification of the EnerPHit Standard, this field should be checked with an 'x' in case this is an exterior wall with interior insulation. Interior insulation is only acceptable (if applicable) in case of external walls and not in the case of roofs, basement ceilings or floor slabs.
Note on S746: For verification of Passive House buildings no data entry is required here. For verification of the EnerPHit Standard, this field should be checked with an 'x' in case this is an exterior wall with interior insulation. Interior insulation is only acceptable (if applicable) in case of external walls and not in the case of roofs, basement ceilings or floor slabs.
Note on S767: For verification of Passive House buildings no data entry is required here. For verification of the EnerPHit Standard, this field should be checked with an 'x' in case this is an exterior wall with interior insulation. Interior insulation is only acceptable (if applicable) in case of external walls and not in the case of roofs, basement ceilings or floor slabs.
Note on S788: For verification of Passive House buildings no data entry is required here. For verification of the EnerPHit Standard, this field should be checked with an 'x' in case this is an exterior wall with interior insulation. Interior insulation is only acceptable (if applicable) in case of external walls and not in the case of roofs, basement ceilings or floor slabs.
Note on S809: For verification of Passive House buildings no data entry is required here. For verification of the EnerPHit Standard, this field should be checked with an 'x' in case this is an exterior wall with interior insulation. Interior insulation is only acceptable (if applicable) in case of external walls and not in the case of roofs, basement ceilings or floor slabs.
Note on S830: For verification of Passive House buildings no data entry is required here. For verification of the EnerPHit Standard, this field should be checked with an 'x' in case this is an exterior wall with interior insulation. Interior insulation is only acceptable (if applicable) in case of external walls and not in the case of roofs, basement ceilings or floor slabs.
Note on S851: For verification of Passive House buildings no data entry is required here. For verification of the EnerPHit Standard, this field should be checked with an 'x' in case this is an exterior wall with interior insulation. Interior insulation is only acceptable (if applicable) in case of external walls and not in the case of roofs, basement ceilings or floor slabs.
Note on S872: For verification of Passive House buildings no data entry is required here. For verification of the EnerPHit Standard, this field should be checked with an 'x' in case this is an exterior wall with interior insulation. Interior insulation is only acceptable (if applicable) in case of external walls and not in the case of roofs, basement ceilings or floor slabs.
Note on S893: For verification of Passive House buildings no data entry is required here. For verification of the EnerPHit Standard, this field should be checked with an 'x' in case this is an exterior wall with interior insulation. Interior insulation is only acceptable (if applicable) in case of external walls and not in the case of roofs, basement ceilings or floor slabs.
Note on S914: For verification of Passive House buildings no data entry is required here. For verification of the EnerPHit Standard, this field should be checked with an 'x' in case this is an exterior wall with interior insulation. Interior insulation is only acceptable (if applicable) in case of external walls and not in the case of roofs, basement ceilings or floor slabs.
Note on S935: For verification of Passive House buildings no data entry is required here. For verification of the EnerPHit Standard, this field should be checked with an 'x' in case this is an exterior wall with interior insulation. Interior insulation is only acceptable (if applicable) in case of external walls and not in the case of roofs, basement ceilings or floor slabs.
Note on S956: For verification of Passive House buildings no data entry is required here. For verification of the EnerPHit Standard, this field should be checked with an 'x' in case this is an exterior wall with interior insulation. Interior insulation is only acceptable (if applicable) in case of external walls and not in the case of roofs, basement ceilings or floor slabs.
Note on S977: For verification of Passive House buildings no data entry is required here. For verification of the EnerPHit Standard, this field should be checked with an 'x' in case this is an exterior wall with interior insulation. Interior insulation is only acceptable (if applicable) in case of external walls and not in the case of roofs, basement ceilings or floor slabs.
Note on S998: For verification of Passive House buildings no data entry is required here. For verification of the EnerPHit Standard, this field should be checked with an 'x' in case this is an exterior wall with interior insulation. Interior insulation is only acceptable (if applicable) in case of external walls and not in the case of roofs, basement ceilings or floor slabs.
Note on S1019: For verification of Passive House buildings no data entry is required here. For verification of the EnerPHit Standard, this field should be checked with an 'x' in case this is an exterior wall with interior insulation. Interior insulation is only acceptable (if applicable) in case of external walls and not in the case of roofs, basement ceilings or floor slabs.
Note on S1040: For verification of Passive House buildings no data entry is required here. For verification of the EnerPHit Standard, this field should be checked with an 'x' in case this is an exterior wall with interior insulation. Interior insulation is only acceptable (if applicable) in case of external walls and not in the case of roofs, basement ceilings or floor slabs.
Note on S1061: For verification of Passive House buildings no data entry is required here. For verification of the EnerPHit Standard, this field should be checked with an 'x' in case this is an exterior wall with interior insulation. Interior insulation is only acceptable (if applicable) in case of external walls and not in the case of roofs, basement ceilings or floor slabs.
Note on S1082: For verification of Passive House buildings no data entry is required here. For verification of the EnerPHit Standard, this field should be checked with an 'x' in case this is an exterior wall with interior insulation. Interior insulation is only acceptable (if applicable) in case of external walls and not in the case of roofs, basement ceilings or floor slabs.
Note on S1103: For verification of Passive House buildings no data entry is required here. For verification of the EnerPHit Standard, this field should be checked with an 'x' in case this is an exterior wall with interior insulation. Interior insulation is only acceptable (if applicable) in case of external walls and not in the case of roofs, basement ceilings or floor slabs.
Note on S1124: For verification of Passive House buildings no data entry is required here. For verification of the EnerPHit Standard, this field should be checked with an 'x' in case this is an exterior wall with interior insulation. Interior insulation is only acceptable (if applicable) in case of external walls and not in the case of roofs, basement ceilings or floor slabs.
Note on S1145: For verification of Passive House buildings no data entry is required here. For verification of the EnerPHit Standard, this field should be checked with an 'x' in case this is an exterior wall with interior insulation. Interior insulation is only acceptable (if applicable) in case of external walls and not in the case of roofs, basement ceilings or floor slabs.
Note on S1166: For verification of Passive House buildings no data entry is required here. For verification of the EnerPHit Standard, this field should be checked with an 'x' in case this is an exterior wall with interior insulation. Interior insulation is only acceptable (if applicable) in case of external walls and not in the case of roofs, basement ceilings or floor slabs.
Note on S1187: For verification of Passive House buildings no data entry is required here. For verification of the EnerPHit Standard, this field should be checked with an 'x' in case this is an exterior wall with interior insulation. Interior insulation is only acceptable (if applicable) in case of external walls and not in the case of roofs, basement ceilings or floor slabs.
Note on S1208: For verification of Passive House buildings no data entry is required here. For verification of the EnerPHit Standard, this field should be checked with an 'x' in case this is an exterior wall with interior insulation. Interior insulation is only acceptable (if applicable) in case of external walls and not in the case of roofs, basement ceilings or floor slabs.
Note on S1229: For verification of Passive House buildings no data entry is required here. For verification of the EnerPHit Standard, this field should be checked with an 'x' in case this is an exterior wall with interior insulation. Interior insulation is only acceptable (if applicable) in case of external walls and not in the case of roofs, basement ceilings or floor slabs.
Note on S1250: For verification of Passive House buildings no data entry is required here. For verification of the EnerPHit Standard, this field should be checked with an 'x' in case this is an exterior wall with interior insulation. Interior insulation is only acceptable (if applicable) in case of external walls and not in the case of roofs, basement ceilings or floor slabs.
Note on S1271: For verification of Passive House buildings no data entry is required here. For verification of the EnerPHit Standard, this field should be checked with an 'x' in case this is an exterior wall with interior insulation. Interior insulation is only acceptable (if applicable) in case of external walls and not in the case of roofs, basement ceilings or floor slabs.
Note on S1292: For verification of Passive House buildings no data entry is required here. For verification of the EnerPHit Standard, this field should be checked with an 'x' in case this is an exterior wall with interior insulation. Interior insulation is only acceptable (if applicable) in case of external walls and not in the case of roofs, basement ceilings or floor slabs.
Note on S1313: For verification of Passive House buildings no data entry is required here. For verification of the EnerPHit Standard, this field should be checked with an 'x' in case this is an exterior wall with interior insulation. Interior insulation is only acceptable (if applicable) in case of external walls and not in the case of roofs, basement ceilings or floor slabs.
Note on S1334: For verification of Passive House buildings no data entry is required here. For verification of the EnerPHit Standard, this field should be checked with an 'x' in case this is an exterior wall with interior insulation. Interior insulation is only acceptable (if applicable) in case of external walls and not in the case of roofs, basement ceilings or floor slabs.
Note on S1355: For verification of Passive House buildings no data entry is required here. For verification of the EnerPHit Standard, this field should be checked with an 'x' in case this is an exterior wall with interior insulation. Interior insulation is only acceptable (if applicable) in case of external walls and not in the case of roofs, basement ceilings or floor slabs.
Note on S1376: For verification of Passive House buildings no data entry is required here. For verification of the EnerPHit Standard, this field should be checked with an 'x' in case this is an exterior wall with interior insulation. Interior insulation is only acceptable (if applicable) in case of external walls and not in the case of roofs, basement ceilings or floor slabs.
Note on S1397: For verification of Passive House buildings no data entry is required here. For verification of the EnerPHit Standard, this field should be checked with an 'x' in case this is an exterior wall with interior insulation. Interior insulation is only acceptable (if applicable) in case of external walls and not in the case of roofs, basement ceilings or floor slabs.
Note on S1418: For verification of Passive House buildings no data entry is required here. For verification of the EnerPHit Standard, this field should be checked with an 'x' in case this is an exterior wall with interior insulation. Interior insulation is only acceptable (if applicable) in case of external walls and not in the case of roofs, basement ceilings or floor slabs.
Note on S1439: For verification of Passive House buildings no data entry is required here. For verification of the EnerPHit Standard, this field should be checked with an 'x' in case this is an exterior wall with interior insulation. Interior insulation is only acceptable (if applicable) in case of external walls and not in the case of roofs, basement ceilings or floor slabs.
Note on S1460: For verification of Passive House buildings no data entry is required here. For verification of the EnerPHit Standard, this field should be checked with an 'x' in case this is an exterior wall with interior insulation. Interior insulation is only acceptable (if applicable) in case of external walls and not in the case of roofs, basement ceilings or floor slabs.
Note on S1481: For verification of Passive House buildings no data entry is required here. For verification of the EnerPHit Standard, this field should be checked with an 'x' in case this is an exterior wall with interior insulation. Interior insulation is only acceptable (if applicable) in case of external walls and not in the case of roofs, basement ceilings or floor slabs.
Note on S1502: For verification of Passive House buildings no data entry is required here. For verification of the EnerPHit Standard, this field should be checked with an 'x' in case this is an exterior wall with interior insulation. Interior insulation is only acceptable (if applicable) in case of external walls and not in the case of roofs, basement ceilings or floor slabs.
Note on S1523: For verification of Passive House buildings no data entry is required here. For verification of the EnerPHit Standard, this field should be checked with an 'x' in case this is an exterior wall with interior insulation. Interior insulation is only acceptable (if applicable) in case of external walls and not in the case of roofs, basement ceilings or floor slabs.
Note on S1544: For verification of Passive House buildings no data entry is required here. For verification of the EnerPHit Standard, this field should be checked with an 'x' in case this is an exterior wall with interior insulation. Interior insulation is only acceptable (if applicable) in case of external walls and not in the case of roofs, basement ceilings or floor slabs.
Note on S1565: For verification of Passive House buildings no data entry is required here. For verification of the EnerPHit Standard, this field should be checked with an 'x' in case this is an exterior wall with interior insulation. Interior insulation is only acceptable (if applicable) in case of external walls and not in the case of roofs, basement ceilings or floor slabs.
Note on S1586: For verification of Passive House buildings no data entry is required here. For verification of the EnerPHit Standard, this field should be checked with an 'x' in case this is an exterior wall with interior insulation. Interior insulation is only acceptable (if applicable) in case of external walls and not in the case of roofs, basement ceilings or floor slabs.
Note on S1607: For verification of Passive House buildings no data entry is required here. For verification of the EnerPHit Standard, this field should be checked with an 'x' in case this is an exterior wall with interior insulation. Interior insulation is only acceptable (if applicable) in case of external walls and not in the case of roofs, basement ceilings or floor slabs.
Note on S1628: For verification of Passive House buildings no data entry is required here. For verification of the EnerPHit Standard, this field should be checked with an 'x' in case this is an exterior wall with interior insulation. Interior insulation is only acceptable (if applicable) in case of external walls and not in the case of roofs, basement ceilings or floor slabs.
Note on S1649: For verification of Passive House buildings no data entry is required here. For verification of the EnerPHit Standard, this field should be checked with an 'x' in case this is an exterior wall with interior insulation. Interior insulation is only acceptable (if applicable) in case of external walls and not in the case of roofs, basement ceilings or floor slabs.
Note on S1670: For verification of Passive House buildings no data entry is required here. For verification of the EnerPHit Standard, this field should be checked with an 'x' in case this is an exterior wall with interior insulation. Interior insulation is only acceptable (if applicable) in case of external walls and not in the case of roofs, basement ceilings or floor slabs.
Note on S1691: For verification of Passive House buildings no data entry is required here. For verification of the EnerPHit Standard, this field should be checked with an 'x' in case this is an exterior wall with interior insulation. Interior insulation is only acceptable (if applicable) in case of external walls and not in the case of roofs, basement ceilings or floor slabs.
Note on S1712: For verification of Passive House buildings no data entry is required here. For verification of the EnerPHit Standard, this field should be checked with an 'x' in case this is an exterior wall with interior insulation. Interior insulation is only acceptable (if applicable) in case of external walls and not in the case of roofs, basement ceilings or floor slabs.
Note on AQ28: for most building materials: 0.9 bright metal: ca. 0.15
Note on AQ39: User determined heat transmission resistance coefficients can be introduced in this cell. Roofs with over 60° inclination are considered as walls.
Note on AQ81: User determined heat transmission resistance coefficients can be introduced in this cell. Roofs with over 60° inclination are considered as walls.
Note on AQ185: Estimation e.g. with help of a secondary calculation in 'SummVent' worksheet.
Wärmeleitfähigkeit l
in W/(mK)
Wärmeleitfähigkeit l
in W/(mK)
Wärmeleitfähigkeit l
in W/(mK)
Wärmeleitfähigkeit l
in W/(mK)
Wärmeleitfähigkeit l
in W/(mK)
Wärmeleitfähigkeit l
in W/(mK)
Wärmeleitfähigkeit l
in W/(mK)
Wärmeleitfähigkeit l
in W/(mK)
Wärmeleitfähigkeit l
in W/(mK)
Wärmeleitfähigkeit l
in W/(mK)
Wärmeleitfähigkeit l
in W/(mK)

## Areas
Flaechen | Speicher1 | Speicher2 |  |  | Var1 | Var2 | [13 empty] | OrigSonder | [12 empty] | Orig1 | Orig2
|  |  | Variants ▼ |  |  |  | - | [17 empty] | Certified building systems ► |  | Exception ► | [24 empty] | SRI calculation for EnerPHit verification in hot and very hot climates ► | [5 empty] | Nebenrechnungen; verborgen | [12 empty] | Orientierungsberechnung |  | Exponent | 20 | Rad | 0.017453 | Albedo | 0.106
|  |  |  | Variant calculation |  |  | Areas determination | [26 empty] | EnerPHit with PHPP Version 9.3 | Error(s): | [35 empty] | Klimadaten | Monate | [15 empty] | Ergebnis | Monate
[7 empty] | 23 / Climate: Hemsby / TFA: 95 m² / Heating: 26.6 kWh/(m²a) / Freq. overheating: 0 % / PER: 28.2 kWh/(m²a) | [64 empty] | 1 | 2 | 3 | 4 | 5 | 6 | 7 | 8 | 9 | 10 | 11 | 12 | Kühllast 1 | Kühllast 2 |  |  |  | 1 | 2 | 3 | 4 | 5 | 6 | 7 | 8 | 9 | 10 | 11 | 12 | Kühllast 1 W | Kühllast 2 W |  | Summe
[88 empty] | Solar gesamt | 11.1427 | 18.8129 | 33.3891 | 49.1708 | 65.8532 | 65.318 | 65.8801 | 57.5152 | 37.8401 | 25.0624 | 13.2983 | 8.6414 | 79.5575 | 79.5575 |  | 451.9241
|  |  |  | Active variant: |  |  | Summary | [17 empty] | Building assembly overview |  |  |  | Average U-value | Radiation-gains heating season [kWh/a] | Radiation-load cooling period [kWh/a] | [11 empty] | H-Value: U × A [W/K] | Temperature weighting factor ft | Weighted H-Value ft × U × A [W/K] | Fraction of transmission heat losses | Average U-Value windows [W/(m²K)] | [10 empty] | Zonennummer | Temperatur-gewichts-faktor ft | Temperatur-zone | Temperatur-gewichts-faktor ft | [9 empty] | Nord | 7 | 11 | 21 | 32 | 44 | 52 | 49 | 38 | 24 | 16 | 8 | 5 | 53 | 53
|  |  |  | 1- |  |  | Temp.-zone | Area group | Group no. | Area / Length | Unit | Comment | [16 empty] | [W/(m²K)] | [35 empty] | Umrechnung Absorption new/aged Rechenwerte: | [5 empty] | Ost | 15 | 27 | 48 | 72 | 100 | 96 | 99 | 85 | 55 | 34 | 18 | 11 | 119 | 119 | [96 empty] | EnEV-Schnittstelle
[8 empty] | Treated floor area | 1 | 94.62 | m² | Treated floor area according to PHPP manual | [17 empty] | 9 Months | 8 Months | [28 empty] | Kennzeichen | Faktor | [9 empty] | Süd | 44 | 63 | 84 | 94 | 100 | 88 | 93 | 100 | 85 | 74 | 50 | 38 | 140 | 140 | [99 empty] | Flaeche | U-Wert, mittel
[7 empty] | A | North windows | 2 | 5.6592 | m² | [13 empty] | North windows |  |  |  | 0.77041 | 229.3009 | 429.6023 | [11 empty] | 4.3599 | 1 | 4.3599 | 6.159% | 0.85227 | [10 empty] | 2 | 1 | A | 1 |  |  |  | Soiling Resistance Flachdach: | 0.65 |  |  |  |  | West | 17 | 27 | 50 | 74 | 90 | 92 | 93 | 86 | 56 | 39 | 20 | 13 | 125 | 125
[7 empty] | A | East windows | 3 | 1.2993 | m² |  |  |  |  | Results come from the 'Windows' worksheet. | [8 empty] | East windows |  |  |  | 0.96718 | 71.0173 | 136.0037 | [11 empty] | 1.2567 | 1 | 1.2567 | 1.775% | [11 empty] | 3 | 1 | B | 0.4731 |  |  |  | Soiling Resistance Schrägdach/Wand: | 0.85 |  |  |  |  | global | 21 | 38 | 74 | 115 | 157 | 155 | 156 | 136 | 86 | 54 | 26 | 16 | 186 | 186 | [96 empty] | 0 | Wand-Aussenluft-Nord |  | 0
[7 empty] | A | South windows | 4 | 9.5904 | m² |  |  |  |  | Window areas are subtracted from individual opaque areas. | [8 empty] | South windows |  |  |  | 0.85684 | 1369.8858 | 1647.667 | [11 empty] | 8.2174 | 1 | 8.2174 | 11.61% | [11 empty] | 4 | 1 | P | 0.4731 |  |  |  | Ausgangswert: | 0.2 |  |  |  |  | unten | 2.226 | 4.028 | 7.844 | 12.19 | 16.642 | 16.43 | 16.536 | 14.416 | 9.116 | 5.724 | 2.756 | 1.696 | 19.716 | 19.716 | [96 empty] | 45 | Wand-Aussenluft-Nordost |  | 73.2084 | 0.17
[7 empty] | A | West windows | 5 | 3.5457 | m² |  |  |  |  | which is displayed in the 'Windows' worksheet. | [8 empty] | West windows |  |  |  | 0.92845 | 276.79 | 456.9195 | [11 empty] | 3.292 | 1 | 3.292 | 4.65% | [11 empty] | 5 | 1 | X | 0.85 | [120 empty] | 90 | Wand-Aussenluft-Ost |  | 0
[7 empty] | A | Horizontal windows | 6 | 0 | m² | [13 empty] | Horizontal windows | [17 empty] | 0 | 1 | 0 | [12 empty] | 6 | 1 | I | 0 | U-Werte vorhanden? | [7 empty] | Ost-West | A0 | 13.8065 | 24.007 | 44.961 | 68.2975 | 90.9105 | 89.8575 | 91.134 | 80.354 | 51.529 | 33.181 | 16.689 | 10.424 | 112.429 | 112.429 | [96 empty] | 135 | Wand-Aussenluft-Suedost |  | 32.5303 | 0.149
[7 empty] | A | Exterior door | 7 | 1.89 | m² | Please subtract area of door from respective building assembly | [12 empty] | Exterior door |  |  |  | 1.4 | [13 empty] | 2.646 | 1 | 2.646 | 3.738% | [11 empty] | 7 | 1 |  |  | 0 | [8 empty] | A1 | 9.387 | 16.986 | 33.078 | 51.405 | 70.179 | 69.285 | 69.732 | 60.792 | 38.442 | 24.138 | 11.622 | 7.152 | 83.142 | 83.142 | [96 empty] | 180 | Wand-Aussenluft-Sued |  | 0
[7 empty] | A | External wall - Ambient | 8 | 127.7097 | m² | Temperature zone "A" is ambient air | [12 empty] | External wall - Ambient |  |  |  | 0.16105 | 25.8451 | 91.4043 | [11 empty] | 20.5672 | 1 | 20.5672 | 29.05% | [11 empty] | 8 | 1 |  |  | 0 | [8 empty] | A2 | -2.1935 | -2.993 | -4.039 | -4.7025 | -4.0895 | -4.1425 | -4.866 | -5.146 | -3.971 | -3.319 | -2.311 | -1.576 | -9.571 | -9.571 | [96 empty] | 225 | Wand-Aussenluft-Suedwest |  | 21.971 | 0.149
[7 empty] | B | External wall - Ground | 9 | 0 | m² | Temperature zone "B" is the ground | [12 empty] | External wall - Ground | [17 empty] | 0 | 0.4731 | 0 | [12 empty] | 9 | 0.4731 |  |  | 0 | [8 empty] | B1 | 1 | 0 | 1 | 1 | -5 | -2 | -3 | 0.5 | 0.5 | 2.5 | 1 | 1 | 3 | 3 | [96 empty] | 270 | Wand-Aussenluft-West |  | 0
[7 empty] | A | Roof/Ceiling - Ambient | 10 | 61.7229 | m² | [13 empty] | Roof/Ceiling - Ambient |  |  |  | 0.13406 | 52.8202 | 135.6782 | [11 empty] | 8.2746 | 1 | 8.2746 | 11.69% | [11 empty] | 10 | 1 |  |  | 0 | [7 empty] | Nord-Süd | A0 | 18.5565 | 29.007 | 46.711 | 63.2975 | 79.4105 | 77.8575 | 78.634 | 72.104 | 51.029 | 37.431 | 21.689 | 15.174 | 99.679 | 99.679 | [96 empty] | 315 | Wand-Aussenluft-Nordwest |  | 0
[7 empty] | B | Floor slab / Basement ceiling | 11 | 71.3384 | m² | [13 empty] | Floor slab / Basement ceiling |  |  |  | 0.38045 | [13 empty] | 27.1408 | 0.4731 | 12.8404 | 18.14% | [11 empty] | 11 | 0.4731 |  |  | 0 | [8 empty] | A1 | 20.7453 | 31.0568 | 45.6772 | 60.0289 | 75.5585 | 71.585 | 73.1201 | 68.2398 | 49.0718 | 37.7312 | 24.0015 | 17.9834 | 93.8341 | 93.8341
[9 empty] | 12 | 0 | m² | Temperature zones "A", "B","P" and "X" may be used. NOT "I" | [30 empty] | 0 | 1 | 0 | [12 empty] | 12 | #N/A | [11 empty] | A2 | 6.1198 | 9.1617 | 13.4445 | 16.9256 | 18.8931 | 14.2169 | 16.1746 | 18.443 | 14.3402 | 11.1282 | 7.0804 | 5.3051 | 25.5014 | 25.5014
[7 empty] | X | Door to Extension | 13 | 2.1 | m² | Temperature zones "A", "B","P" and "X" may be used. NOT "I" | [11 empty] | Factor for X | Door to Extension |  |  |  | 1.4 | [13 empty] | 2.94 | 0.85 | 2.499 | 3.53% | [11 empty] | 13 | 0.85 | [11 empty] | alpha | -1.1012 | -0.9921 | -0.76097 | -0.54266 | -0.37963 | -0.25418 | -0.30561 | -0.47156 | -0.67071 | -0.87664 | -1.0653 | -1.1618 | -0.48204 | -0.48204
[7 empty] | X | Wall to Extension | 14 | 18.1584 | m² | Temperature zone "X": Please provide user-defined reduction factor ( 0 < ft < 1): | [11 empty] | 85% | Wall to Extension |  |  |  | 0.44287 | [13 empty] | 8.0418 | 0.85 | 6.8355 | 9.656% | [11 empty] | 14 | 0.85 | [11 empty] | cos^n alpha | 1.2947e-07 | 5.7371e-06 | 0.0015733 | 0.044967 | 0.22828 | 0.52041 | 0.38717 | 0.099123 | 0.0075768 | 0.00013183 | 5.0218e-07 | 9.7979e-09 | 0.08896 | 0.08896
[25 empty] | Thermal bridges - Overview |  |  |  | Y [W/(mK)] | [13 empty] | Y*l [W/K] | ft | ft*Y*l [W/K] | Fraction
[7 empty] | A | Thermal bridges Ambient | 15 | 0 | m | Units in m | [12 empty] | Thermal bridges Ambient | [17 empty] | 0 | 1 | 0 | [12 empty] | 15 | 1
[7 empty] | P | Perimeter thermal bridges | 16 | 0 | m | Units in m; temperature zone "P" is perimeter (see 'Ground' worksheet) | [12 empty] | Perimeter thermal bridges | [17 empty] | 0 | 0.4731 | 0 |  | Average weighted U-Value [W/(m²K)] | [10 empty] | 16 | 0.4731
[7 empty] | B | Thermal bridges FS/BC | 17 | 0 | m | Units in m | [12 empty] | Thermal bridges FS/BC | [17 empty] | 0 | 0.4731 | 0 | [12 empty] | 17 | 0.4731
| Makro-Speicher | [5 empty] | I | Building element towards neighbour | 18 | 0 | m² | No heat losses, only considered for the heating load calculation | [12 empty] | Building element towards neighbour | [17 empty] | 0 | [14 empty] | 18 | 0
#N/A
[7 empty] | Total thermal envelope |  |  | 303.014 | m² | [13 empty] | Average therm. envelope |  |  |  | 0.28625 | [13 empty] | 86.7364 | Envelope | 70.7887 | 100% | 0.23362 | [16 empty] | Re m²K/W | hrad,e W/(m²K) | hkon,e W/(m²K) |  | Summe Flächen m²
[25 empty] | Go to building components list | [38 empty] | 0.04 | 5 | 15 |  | 189.4326
|  |  |  | Radiation balance |  |  | Area input | [17 empty] | 2-Sorting: BY ID | [17 empty] | H-Value: U × A [W/K] | Temperature weighting factor ft | Weighted H-Value ft × U × A [W/K] | Fraction of transmission heat loss | Radiation gains heating period [kWh/a] | Radiation gains heating period [kWh/a] | Comfort |  |  |  | Only for verification of EnerPHit in hot and very hot climates:
|  |  |  | Radiation balance: selection of surface type | Exterior absorptivity | Emissivity exterior | Area no. | Building assembly description | To group No. | Assigned to group |  | Quan- tity | x ( | a [m] | x | b [m] | + | User deter- mined [m²] | - | User sub- traction [m²] | - | Subtraction window areas [m²] | ) = | Area [m²] | Selection building assembly / Building system | Selection building element | U-Value [W/(m²K)] | EnerPHit exemption for U-value | Deviation from North | Angle of inclination from the horizontal | Orientation | Reduction factor shading | Exterior absorptivity | Exterior emissivity |  | Zeile benutzt? | Bezeichnung | Massen | Orientierung | Strahlung | U-Wert | neg. Neigung | [10 empty] | Solar reflexion index (SRI) | EnerPHit exemption for SRI | Auxiliary calculation absorption | [8 empty] | Solar-Apertur m² | Sichtfaktor Himmel | alpha Himmel W/(m²K) | alpha Luft W/(m²K) | Korrektur Leitwert Himmel | Korrektur Leitwert Luft | [115 empty] | FALSE
[8 empty] | Projected building footprint | 0 | Projected building footprint |  | 1 | x ( | 8.906 | x | 7.472 | + | 2.4106 | - |  | ) |  | = | 68.9562 | [11 empty] | TRUE | [12 empty] | Exemp- | Eva- | [122 empty] | Auswertung SRI-Anforderung für Nachweisblatt
[8 empty] | Treated floor area | 1 | Treated floor area |  |  | x ( |  | x |  | + |  | - |  | ) |  | = | 0 | [11 empty] | FALSE | [10 empty] | 9 Months | 8 Months | tion | luation |  |  |  |  | New | 3 years | [102 empty] | innengedämmte Außenwand zu Außenluft | innengedämmte Außenwand zu Erdreich | Gebäudehülle zu Außenluft | Gebäudehülle zu Erdreich |  |  | für Plausibilitätsabfrage:
[8 empty] | North windows | 2 | North windows | [13 empty] | 5.6592 | From Windows sheet |  | 0.77041 | [15 empty] | 4.3599 | 1 | 4.3599 | 6.159% | 229.3009 | 429.6023 | [9 empty] | 2 | 1 |  |  |  | Summen | 0.62217 |  |  |  | 2.9484 | -3.0057 | [88 empty] | gewichtetes Mittel: | 0.14918 | #DIV/0! | 0.15423 | 0.38045 | [11 empty] | Flachdach bis: |  | <= | 10 | °
[8 empty] | East windows | 3 | East windows | [13 empty] | 1.2993 | From Windows sheet |  | 0.96718 | [15 empty] | 1.2567 | 1 | 1.2567 | 1.775% | 71.0173 | 136.0037 | [9 empty] | 3 | 1 | [103 empty] | m² | m² | [9 empty] | keine SRI-Anforderung ab: |  | > | 120 | °
[8 empty] | South windows | 4 | South windows | [6 empty] | Please complete in Windows worksheet only! | [6 empty] | 9.5904 | From Windows sheet |  | 0.85684 | [15 empty] | 8.2174 | 1 | 8.2174 | 11.61% | 1369.8858 | 1647.667 | [9 empty] | 4 | 1 | [103 empty] | 71.3932 | 56.3165 | für Plausibilitätsabfrage: | [13 empty] | BEHAGLICHKEIT: |  | Flächen ohne Ausnahmen für Behaglichkeit
[8 empty] | West windows | 5 | West windows | [13 empty] | 3.5457 | From Windows sheet |  | 0.92845 | [8 empty] | Zeile benutzt, aber nicht EBF? | Name/Gruppe/Anzahl? | Massen? | Orientierung? | Strahlungsdaten? | U-Werte? | Neigung | 3.292 | 1 | 3.292 | 4.65% | 276.79 | 456.9195 | [9 empty] | 5 | 1 |  | U-Werte vorhanden? | [95 empty] | A | U x A |  |  |  |  | Anteil | Anteil | 130.136 | 130.136 | 0 | 169.2579 | 62.5943 | 86.3707 | 50.68 | 22.2922 | Flachdach |  |  | geneigt/vertikal |  |  |  | Anforderung | U-Wert | U-Wert | U-Wert | U-Wert | Red.-Faktor
[8 empty] | Horizontal windows | 6 | Horizontal windows | [13 empty] | 0 | From Windows sheet |  | 0 | [30 empty] | 6 | 1 | Belegt durch Solaranlagen | [11 empty] | 1 | 2 | 3 | 4 | 5 | 6 | 7 | 8 | 9 | 10 | 11 | 12 | Kühllast 1 | Kühllast 2 | 1 | 2 | 3 | 4 | 5 | 6 | 7 | 8 | 9 | 10 | 11 | 12 | Kühllast 1 | Kühllast 2 |  | 1 | 2 | 3 | 4 | 5 | 6 | 7 | 8 | 9 | 10 | 11 | 12 | Kühllast 1 | Kühllast 2 | 1 | 2 | 3 | 4 | 5 | 6 | 7 | 8 | 9 | 10 | 11 | 12 | Kühllast 1 | Kühllast 2 | 1 | 2 | 3 | 4 | 5 | 6 | 7 | 8 | 9 | 10 | 11 | 12 | Kühllast 1 | Kühllast 2 | 1 | 2 | 3 | 4 | 5 | 6 | 7 | 8 | 9 | 10 | 11 | 12 | Kühllast 1 | Kühllast 2 | ggf. EnerPHit- | ggf. EnerPHit- |  |  |  |  | 0.55903 | [9 empty] | SRI fehlt: | FALSE |  | SRI fehlt: | FALSE |  | Anforderung | Behaglichkeit | Flachdach | Schrägdach | Wand | Boden | Erdreich | EnEV_Schnittstelle | Bausystem | Bauteilauswahl
[8 empty] | Exterior door | 7 | Exterior door |  | 1 | x ( | 0.9 | x | 2.1 | + |  | - |  | ) - |  | = | 1.89 | Exterior door |  | 1.4 | [8 empty] | TRUE | TRUE | 1 |  |  | TRUE |  | 2.646 | 1 | 2.646 | 3.738% | [10 empty] | Für Auswahl in 'Fenster', 'Solar', 'PV' | 7 | 1 | m² | 0 | [10 empty] | B2 | [13 empty] | Esouth | [14 empty] | Enorth | [13 empty] | Ewest | [13 empty] | Eeast | [13 empty] | Ergebnis: Globalstrahlung durch Bauteil | [13 empty] | Ausnahmen | Ausnahmen |  |  |  |  | Innengedämmte Außenwand (EnerPHit+i) ? | Außenwand nicht innengedämmt (EnerPHit+i)? | waagr. Fläche | Dach | Boden | senkr. Fläche | Nordfläche | Ostfläche | Südfläche | Westfläche | Anforderung? | SRI | Fläche | Anforderung? | SRI | Fläche | Behaglichkeit | erfüllt? | 0.38045 | 0.45178 | 1.4 | 0 |  | Orientierung gerundet |  | 1 | 2 | 3 | 4 | 5 | 6 | 7 | 8 | 9 | 10 | 11 | 12 | 13 | 14 | 15 | 16 | 17 | 18 | 19 | 20 | 21 | 22 | 23 | 24 | 25 | 26 | 27 | 28 | 29 | 30 | 31 | 32 | 33 | 34 | 35 | 36 | 37 | 38 | 39 | 40 | 41 | 42 | 43 | 44 | 45 | 46 | 47 | 48 | 49 | 50 | Zeile | Spalte | Vorhanden?
[7 empty] | 1 | [5 empty] | x ( |  | x |  | + |  | - |  | ) - | 0 | = | [12 empty] | FALSE | FALSE | 1 | 1 | 1 | FALSE | TRUE | [14 empty] | 1- | 0 | #N/A | 0 | 0 |  |  |  | 1 | 0 | 15 |  |  |  |  | 4.1258 | 4.7092 | 6.4534 | 8.5934 | 9.1426 | 9.3718 | 9.7796 | 9.5463 | 6.9127 | 5.6432 | 4.1906 | 3.6984 | 13.8297 | 13.8297 | 21 | 38 | 74 | 115 | 157 | 155 | 156 | 136 | 86 | 54 | 26 | 16 | 186 | 186 |  | 21 | 38 | 74 | 115 | 157 | 155 | 156 | 136 | 86 | 54 | 26 | 16 | 186 | 186 | 21 | 38 | 74 | 115 | 157 | 155 | 156 | 136 | 86 | 54 | 26 | 16 | 186 | 186 | 21 | 38 | 74 | 115 | 157 | 155 | 156 | 136 | 86 | 54 | 26 | 16 | 186 | 186 | [16 empty] | 0 | 0 | 0 | 0 | 0 | 0 | 0 | 0 | 0 | 0 | 0 | 0 | 0 | 0 | FALSE | 0 | 0 | FALSE | 0 | 0 | 1.1 | - |  |  |  |  | 1
[7 empty] | 2 | TFA Ground Floor | 1 | Treated floor area |  | 1 | x ( |  | x |  | + | 51.77 | - |  | ) - | 0 | = | 51.77 | [11 empty] | FALSE | TRUE | 1 | 1 | 1 | FALSE | TRUE | [14 empty] | 2-TFA Ground Floor | 1 | #N/A | 0 | 0 |  |  |  | 1 | 0 | 15 |  |  |  |  | 4.1258 | 4.7092 | 6.4534 | 8.5934 | 9.1426 | 9.3718 | 9.7796 | 9.5463 | 6.9127 | 5.6432 | 4.1906 | 3.6984 | 13.8297 | 13.8297 | 21 | 38 | 74 | 115 | 157 | 155 | 156 | 136 | 86 | 54 | 26 | 16 | 186 | 186 |  | 21 | 38 | 74 | 115 | 157 | 155 | 156 | 136 | 86 | 54 | 26 | 16 | 186 | 186 | 21 | 38 | 74 | 115 | 157 | 155 | 156 | 136 | 86 | 54 | 26 | 16 | 186 | 186 | 21 | 38 | 74 | 115 | 157 | 155 | 156 | 136 | 86 | 54 | 26 | 16 | 186 | 186 | [14 empty] | 51.77 |  | 0 | 0 | 0 | 0 | 0 | 0 | 0 | 0 | 0 | 0 | 0 | 0 | 0 | 0 | FALSE | 0 | 0 | FALSE | 0 | 0 | 1.1 | - |  |  |  |  | 1
[7 empty] | 3 | TFA First Floor | 1 | Treated floor area |  | 1 | x ( |  | x |  | + | 42.85 | - |  | ) - | 0 | = | 42.85 | [11 empty] | FALSE | TRUE | 1 | 1 | 1 | FALSE | TRUE | [14 empty] | 3-TFA First Floor | 1 | #N/A | 0 | 0 |  |  |  | 1 | 0 | 15 |  |  |  |  | 4.1258 | 4.7092 | 6.4534 | 8.5934 | 9.1426 | 9.3718 | 9.7796 | 9.5463 | 6.9127 | 5.6432 | 4.1906 | 3.6984 | 13.8297 | 13.8297 | 21 | 38 | 74 | 115 | 157 | 155 | 156 | 136 | 86 | 54 | 26 | 16 | 186 | 186 |  | 21 | 38 | 74 | 115 | 157 | 155 | 156 | 136 | 86 | 54 | 26 | 16 | 186 | 186 | 21 | 38 | 74 | 115 | 157 | 155 | 156 | 136 | 86 | 54 | 26 | 16 | 186 | 186 | 21 | 38 | 74 | 115 | 157 | 155 | 156 | 136 | 86 | 54 | 26 | 16 | 186 | 186 | [14 empty] | 42.85 |  | 0 | 0 | 0 | 0 | 0 | 0 | 0 | 0 | 0 | 0 | 0 | 0 | 0 | 0 | FALSE | 0 | 0 | FALSE | 0 | 0 | 1.1 | - |  |  |  |  | 1
[7 empty] | 4 | [5 empty] | x ( |  | x |  | + |  | - |  | ) - | 0 | = | [12 empty] | FALSE | FALSE | 1 | 1 | 1 | FALSE | TRUE | [14 empty] | 4- | 0 | #N/A | 0 | 0 |  |  |  | 1 | 0 | 15 |  |  |  |  | 4.1258 | 4.7092 | 6.4534 | 8.5934 | 9.1426 | 9.3718 | 9.7796 | 9.5463 | 6.9127 | 5.6432 | 4.1906 | 3.6984 | 13.8297 | 13.8297 | 21 | 38 | 74 | 115 | 157 | 155 | 156 | 136 | 86 | 54 | 26 | 16 | 186 | 186 |  | 21 | 38 | 74 | 115 | 157 | 155 | 156 | 136 | 86 | 54 | 26 | 16 | 186 | 186 | 21 | 38 | 74 | 115 | 157 | 155 | 156 | 136 | 86 | 54 | 26 | 16 | 186 | 186 | 21 | 38 | 74 | 115 | 157 | 155 | 156 | 136 | 86 | 54 | 26 | 16 | 186 | 186 | [16 empty] | 0 | 0 | 0 | 0 | 0 | 0 | 0 | 0 | 0 | 0 | 0 | 0 | 0 | 0 | FALSE | 0 | 0 | FALSE | 0 | 0 | 1.1 | - |  |  |  |  | 1
[7 empty] | 5 | [5 empty] | x ( |  | x |  | + |  | - |  | ) - | 0 | = | [12 empty] | FALSE | FALSE | 1 | 1 | 1 | FALSE | TRUE | [14 empty] | 5- | 0 | #N/A | 0 | 0 |  |  |  | 1 | 0 | 15 |  |  |  |  | 4.1258 | 4.7092 | 6.4534 | 8.5934 | 9.1426 | 9.3718 | 9.7796 | 9.5463 | 6.9127 | 5.6432 | 4.1906 | 3.6984 | 13.8297 | 13.8297 | 21 | 38 | 74 | 115 | 157 | 155 | 156 | 136 | 86 | 54 | 26 | 16 | 186 | 186 |  | 21 | 38 | 74 | 115 | 157 | 155 | 156 | 136 | 86 | 54 | 26 | 16 | 186 | 186 | 21 | 38 | 74 | 115 | 157 | 155 | 156 | 136 | 86 | 54 | 26 | 16 | 186 | 186 | 21 | 38 | 74 | 115 | 157 | 155 | 156 | 136 | 86 | 54 | 26 | 16 | 186 | 186 | [16 empty] | 0 | 0 | 0 | 0 | 0 | 0 | 0 | 0 | 0 | 0 | 0 | 0 | 0 | 0 | FALSE | 0 | 0 | FALSE | 0 | 0 | 1.1 | - |  |  |  |  | 1
[7 empty] | 6 | South house wall | 8 | External wall - Ambient |  | 1 | x ( | 4.73 | x | 8.905 | + |  | - |  | ) - | 9.5904 | = | 32.5303 | 01ud-Main House Wall IWI |  | 0.14886 |  | 157 | 90 | South | 0.7 | 0.4 | 0.9 |  | TRUE | TRUE | 1 | 1 | 1 | TRUE | TRUE | 4.8426 | 1 | 4.8426 | 6.841% | 17.9304 | 26.8061 |  | ██ |  |  | 71.9119 |  |  |  | 6-South house wall | 8 | 1 | 0 | 0 |  |  | 0.069418 | 0.5 | 1.575 | 17.925 | 0.39048 | -0.39859 |  |  | 4.1258 | 4.7092 | 6.4534 | 8.5934 | 9.1426 | 9.3718 | 9.7796 | 9.5463 | 6.9127 | 5.6432 | 4.1906 | 3.6984 | 13.8297 | 13.8297 | 44 | 63 | 84 | 94 | 100 | 88 | 93 | 100 | 85 | 74 | 50 | 38 | 140 | 140 |  | 7 | 11 | 21 | 32 | 44 | 52 | 49 | 38 | 24 | 16 | 8 | 5 | 53 | 53 | 17 | 27 | 50 | 74 | 90 | 92 | 93 | 86 | 56 | 39 | 20 | 13 | 125 | 125 | 15 | 27 | 48 | 72 | 100 | 96 | 99 | 85 | 55 | 34 | 18 | 11 | 119 | 119 | 2.8245 | 4.1239 | 5.5931 | 6.4331 | 7.1666 | 6.318 | 6.6808 | 6.932 | 5.7292 | 4.819 | 3.2219 | 2.419 | 9.6673 | 9.6673 | 32.5303 | 4.8426 | 1 | 0 | 0 | 0 | 1 | 0 | 0 | 0 | 0 | 42.1206 | 0 | 16.4578 | 38.7723 | 0 | FALSE | 0 | 0 | TRUE | 71.9119 | 32.5303 | 0.85 | TRUE |  |  | 0.14886 |  | 1 | 135 | 01ud | [50 empty] | 1 | 1
[7 empty] | 7 | North house wall | 8 | External wall - Ambient |  | 1 | x ( | 4.73 | x | 9.105 | + |  | - |  | ) - | 5.6592 | = | 37.4074 | 18ud-Woodfibre EWI 160mm |  | 0.15994 |  | 23 | 90 | North | 0.7 | 0.6 | 0.9 |  | TRUE | TRUE | 1 | 1 | 1 | TRUE | TRUE | 5.9831 | 1 | 5.9831 | 8.452% | -6.5887 | 11.513 |  | ██ |  |  | 45.1989 |  |  |  | 7-North house wall | 8 | 1 | 0 | 0 |  |  | 0.12863 | 0.5 | 1.575 | 17.925 | 0.48238 | -0.49316 |  |  | 4.1258 | 4.7092 | 6.4534 | 8.5934 | 9.1426 | 9.3718 | 9.7796 | 9.5463 | 6.9127 | 5.6432 | 4.1906 | 3.6984 | 13.8297 | 13.8297 | 44 | 63 | 84 | 94 | 100 | 88 | 93 | 100 | 85 | 74 | 50 | 38 | 140 | 140 |  | 7 | 11 | 21 | 32 | 44 | 52 | 49 | 38 | 24 | 16 | 8 | 5 | 53 | 53 | 17 | 27 | 50 | 74 | 90 | 92 | 93 | 86 | 56 | 39 | 20 | 13 | 125 | 125 | 15 | 27 | 48 | 72 | 100 | 96 | 99 | 85 | 55 | 34 | 18 | 11 | 119 | 119 | 0.85279 | 1.4845 | 2.9044 | 4.5794 | 6.6493 | 7.4449 | 7.1698 | 5.504 | 3.3936 | 2.0621 | 0.99717 | 0.57507 | 7.6125 | 7.6125 | 37.4074 | 5.9831 | 0 | 0 | 1 | 0 | 0 | 1 | 0 | 0 | 0 | 43.0667 | 39.6431 | 16.8275 | 0 | 0 | FALSE | 0 | 0 | TRUE | 45.1989 | 37.4074 | 0.85 | TRUE |  |  | 0.15994 |  | 1 | 45 | 18ud | [50 empty] | 18 | 1
[7 empty] | 8 | West house wall | 8 | External wall - Ambient |  | 1 | x ( | 5.43 | x | 7.566 | + |  | - | 16.866 | ) - | 2.2464 | = | 21.971 | 01ud-Main House Wall IWI |  | 0.14886 |  | 247 | 90 | West | 0.7 | 0.4 | 0.9 |  | TRUE | TRUE | 1 | 1 | 1 | TRUE | TRUE | 3.2707 | 1 | 3.2707 | 4.62% | 5.9785 | 15.1888 |  | ██ |  |  | 71.9119 |  |  |  | 8-West house wall | 8 | 1 | 0 | 0 |  |  | 0.046885 | 0.5 | 1.575 | 17.925 | 0.26373 | -0.26921 |  |  | 4.1258 | 4.7092 | 6.4534 | 8.5934 | 9.1426 | 9.3718 | 9.7796 | 9.5463 | 6.9127 | 5.6432 | 4.1906 | 3.6984 | 13.8297 | 13.8297 | 44 | 63 | 84 | 94 | 100 | 88 | 93 | 100 | 85 | 74 | 50 | 38 | 140 | 140 |  | 7 | 11 | 21 | 32 | 44 | 52 | 49 | 38 | 24 | 16 | 8 | 5 | 53 | 53 | 17 | 27 | 50 | 74 | 90 | 92 | 93 | 86 | 56 | 39 | 20 | 13 | 125 | 125 | 15 | 27 | 48 | 72 | 100 | 96 | 99 | 85 | 55 | 34 | 18 | 11 | 119 | 119 | 1.2002 | 1.8138 | 2.9426 | 3.9621 | 4.5866 | 4.4788 | 4.5956 | 4.48 | 3.1753 | 2.4113 | 1.3903 | 0.97605 | 6.4638 | 6.4638 | 21.971 | 3.2707 | 1 | 0 | 0 | 0 | 1 | 0 | 0 | 0 | 0 | 24.2174 | 0 | 0 | 9.4625 | 22.2922 | FALSE | 0 | 0 | TRUE | 71.9119 | 21.971 | 0.85 | TRUE |  |  | 0.14886 |  | 1 | 225 | 01ud | [50 empty] | 1 | 1
[7 empty] | 9 | East house wall | 8 | External wall - Ambient |  | 1 | x ( | 5.43 | x | 7.566 | + |  | - | 24.1914 | ) - | 0 | = | 16.892 | 01ud-Main House Wall IWI |  | 0.14886 |  | 67 | 90 | East | 0.7 | 0.6 | 0.9 |  | TRUE | TRUE | 1 | 1 | 1 | TRUE | TRUE | 2.5146 | 1 | 2.5146 | 3.552% | 3.1283 | 14.563 |  | ██ |  |  | 45.1989 |  |  |  | 9-East house wall | 8 | 1 | 0 | 0 |  |  | 0.05407 | 0.5 | 1.575 | 17.925 | 0.20276 | -0.20698 |  |  | 4.1258 | 4.7092 | 6.4534 | 8.5934 | 9.1426 | 9.3718 | 9.7796 | 9.5463 | 6.9127 | 5.6432 | 4.1906 | 3.6984 | 13.8297 | 13.8297 | 44 | 63 | 84 | 94 | 100 | 88 | 93 | 100 | 85 | 74 | 50 | 38 | 140 | 140 |  | 7 | 11 | 21 | 32 | 44 | 52 | 49 | 38 | 24 | 16 | 8 | 5 | 53 | 53 | 17 | 27 | 50 | 74 | 90 | 92 | 93 | 86 | 56 | 39 | 20 | 13 | 125 | 125 | 15 | 27 | 48 | 72 | 100 | 96 | 99 | 85 | 55 | 34 | 18 | 11 | 119 | 119 | 0.50292 | 0.99314 | 1.9631 | 3.1599 | 4.6041 | 4.6037 | 4.6689 | 3.807 | 2.3234 | 1.3066 | 0.61644 | 0.3289 | 5.3177 | 5.3177 | 16.892 | 2.5146 | 1 | 0 | 0 | 0 | 1 | 0 | 0 | 0 | 0 | 16.892 | 6.6002 | 15.5491 | 0 | 0 | FALSE | 0 | 0 | TRUE | 45.1989 | 16.892 | 0.85 | TRUE |  |  | 0.14886 |  | 1 | 45 | 01ud | [50 empty] | 1 | 1
[7 empty] | 10 | Floor slab | 11 | Floor slab / Basement ceiling |  | 1 | x ( | 9.105 | x | 7.566 | + | 2.45 | - |  | ) - | 0 | = | 71.3384 | 08ud-Main Floor +Insulation |  | 0.38045 |  | 0 | 0 | Hor | 0.7 | 0.6 | 0.9 |  | TRUE | TRUE | 1 | 1 | 1 | TRUE | TRUE | 27.1408 | 0.4731 | 12.8404 | 18.14% |  |  |  | ██ |  |  | 45.1989 |  |  |  | 10-Floor slab | 11 | 0.4731 | 0 | 0 |  |  |  | 1 | 3.15 | 16.35 |  |  |  |  | 4.1258 | 4.7092 | 6.4534 | 8.5934 | 9.1426 | 9.3718 | 9.7796 | 9.5463 | 6.9127 | 5.6432 | 4.1906 | 3.6984 | 13.8297 | 13.8297 | 21 | 38 | 74 | 115 | 157 | 155 | 156 | 136 | 86 | 54 | 26 | 16 | 186 | 186 |  | 21 | 38 | 74 | 115 | 157 | 155 | 156 | 136 | 86 | 54 | 26 | 16 | 186 | 186 | 21 | 38 | 74 | 115 | 157 | 155 | 156 | 136 | 86 | 54 | 26 | 16 | 186 | 186 | 21 | 38 | 74 | 115 | 157 | 155 | 156 | 136 | 86 | 54 | 26 | 16 | 186 | 186 | [14 empty] | 71.3384 | 27.1408 | 0 | 0 | 0 | 1 | 0 | 0 | 71.3384 | 71.3384 | 0 | 0 | 0 | 0 | 0 | 0 | FALSE | 0 | 0 | FALSE | 0 | 0 | 2.3251 | TRUE | 0.38045 |  |  |  | 0.4731 |  | 08ud | [50 empty] | 8 | 1
[7 empty] | 11 | Plastic exterior door | 13 | Door to Extension |  | 1 | x ( | 1 | x | 2.1 | + |  | - |  | ) - | 0 | = | 2.1 |  |  | 1.4 |  | 67 | 90 | East | 0.2 |  |  |  | TRUE | TRUE | 1 | 1 | 1 | TRUE | TRUE | 2.94 | 0.85 | 2.499 | 3.53% |  |  |  |  | ██ | [5 empty] | 11-Plastic exterior door | 13 | 0.85 | 0 | 0 |  |  |  | 0.5 | 0 | 15 |  |  |  |  | 4.1258 | 4.7092 | 6.4534 | 8.5934 | 9.1426 | 9.3718 | 9.7796 | 9.5463 | 6.9127 | 5.6432 | 4.1906 | 3.6984 | 13.8297 | 13.8297 | 44 | 63 | 84 | 94 | 100 | 88 | 93 | 100 | 85 | 74 | 50 | 38 | 140 | 140 |  | 7 | 11 | 21 | 32 | 44 | 52 | 49 | 38 | 24 | 16 | 8 | 5 | 53 | 53 | 17 | 27 | 50 | 74 | 90 | 92 | 93 | 86 | 56 | 39 | 20 | 13 | 125 | 125 | 15 | 27 | 48 | 72 | 100 | 96 | 99 | 85 | 55 | 34 | 18 | 11 | 119 | 119 | [14 empty] | 2.1 | 2.94 | 0 | 0 | 0 | 0 | 0 | 0 | 0 | 0 | 0 | 2.1 | 0.82054 | 1.9331 | 0 | 0 | FALSE | 0 | 0 | FALSE | 0 | 0 | 0.85 | FALSE |  |  | 1.4 |  | 1
[7 empty] | 12 | Skeilings | 10 | Roof/Ceiling - Ambient |  | 1 | x ( | 0.58 | x | 8.96 | + |  | - | 2.6564 | ) - | 0 | = | 2.5404 | 05ud-Skeiling |  | 0.45178 |  | 23 | 26.6 | Hor | 0.7 | 0.8 | 0.9 |  | TRUE | TRUE | 1 | 1 | 1 | TRUE | TRUE | 1.1477 | 1 | 1.1477 | 1.621% | 2.6889 | 12.9146 |  | ██ |  |  | 19.2755 |  |  |  | 12-Skeilings | 10 | 1 | 0 | 0 |  |  | 0.032792 | 0.94708 | 2.9833 | 16.5167 | 0.17469 | -0.18051 |  |  | 4.1258 | 4.7092 | 6.4534 | 8.5934 | 9.1426 | 9.3718 | 9.7796 | 9.5463 | 6.9127 | 5.6432 | 4.1906 | 3.6984 | 13.8297 | 13.8297 | 33.078 | 56.252 | 97.9294 | 138.518 | 174.8618 | 164.6718 | 169.2543 | 158.6435 | 109.42 | 75.4078 | 40.1263 | 26.2431 | 218.4919 | 218.4919 |  | 12.5032 | 22.5622 | 47.7107 | 80.3614 | 118.339 | 124.3598 | 121.8619 | 97.9981 | 57.2258 | 33.5523 | 15.2765 | 9.3161 | 133.3582 | 133.3582 | 21.3337 | 37.4022 | 72.5661 | 111.8923 | 148.9728 | 148.432 | 149.227 | 131.8527 | 83.7472 | 53.8953 | 26.1443 | 16.3227 | 182.3808 | 182.3808 | 20.4382 | 37.4022 | 71.6706 | 110.9968 | 153.4504 | 150.223 | 151.9136 | 131.405 | 83.2995 | 51.6565 | 25.2488 | 15.4272 | 179.6942 | 179.6942 | 0.42155 | 0.77374 | 1.6207 | 2.7153 | 4.006 | 4.1661 | 4.1002 | 3.3063 | 1.9427 | 1.1319 | 0.51756 | 0.31228 | 4.4925 | 4.4925 | 2.5404 | 1.1477 | 0 | 0 | 1 | 0 | 0 | 0 | 2.2715 | 2.2715 | 0 | 1.1375 | 1.0471 | 0.44445 | 0 | 0 | FALSE | 0 | 0 | TRUE | 19.2755 | 2.5404 | 1 | TRUE |  | 0.45178 |  |  | 1 |  | 05ud | [50 empty] | 5 | 1
[7 empty] | 13 | Ceiling | 10 | Roof/Ceiling - Ambient |  | 1 | x ( | 5.94 | x | 9.105 | + |  | - |  | ) - | 0 | = | 54.0837 | 04ud-Main ceiling |  | 0.1186 |  | 0 | 0 | Hor | 0.7 | 0.8 | 0.9 |  | TRUE | TRUE | 1 | 1 | 1 | TRUE | TRUE | 6.4145 | 1 | 6.4145 | 9.062% | 42.3598 | 110.126 |  | ██ |  |  | 19.2755 |  |  |  | 13-Ceiling | 10 | 1 | 28.3068 | 0 |  |  | 0.18397 | 1 | 3.15 | 16.35 | 1.0348 | -1.0434 |  |  | 4.1258 | 4.7092 | 6.4534 | 8.5934 | 9.1426 | 9.3718 | 9.7796 | 9.5463 | 6.9127 | 5.6432 | 4.1906 | 3.6984 | 13.8297 | 13.8297 | 21 | 38 | 74 | 115 | 157 | 155 | 156 | 136 | 86 | 54 | 26 | 16 | 186 | 186 |  | 21 | 38 | 74 | 115 | 157 | 155 | 156 | 136 | 86 | 54 | 26 | 16 | 186 | 186 | 21 | 38 | 74 | 115 | 157 | 155 | 156 | 136 | 86 | 54 | 26 | 16 | 186 | 186 | 21 | 38 | 74 | 115 | 157 | 155 | 156 | 136 | 86 | 54 | 26 | 16 | 186 | 186 | 3.8633 | 6.9907 | 13.6135 | 21.1561 | 28.8827 | 28.5148 | 28.6987 | 25.0194 | 15.8211 | 9.9342 | 4.7831 | 2.9435 | 34.2177 | 34.2177 | 54.0837 | 6.4145 | 0 | 0 | 1 | 0 | 0 | 0 | 54.0837 | 54.0837 | 0 | 0 | 0 | 0 | 0 | 0 | TRUE | 19.2755 | 54.0837 | FALSE | 0 | 0 | 1.1 | TRUE | 0.1186 |  |  |  | 1 |  | 04ud | [50 empty] | 4 | 1
[7 empty] | 14 | Bay roof | 10 | Roof/Ceiling - Ambient |  | 1 | x ( | 2.84 | x | 0.86 | + |  | - |  | ) - | 0 | = | 2.4424 | 11ud-Bay roof |  | 0.12012 |  | 0 | 0 | Hor | 0.7 | 0.9 | 0.9 |  | TRUE | TRUE | 1 | 1 | 1 | TRUE | TRUE | 0.29338 | 1 | 0.29338 | 0.4145% | 2.5551 | 6.0184 |  | ██ |  |  | 6.61 |  |  |  | 14-Bay roof | 10 | 1 | 0 | 0 |  |  | 0.0094657 | 1 | 3.15 | 16.35 | 0.047329 | -0.047726 |  |  | 4.1258 | 4.7092 | 6.4534 | 8.5934 | 9.1426 | 9.3718 | 9.7796 | 9.5463 | 6.9127 | 5.6432 | 4.1906 | 3.6984 | 13.8297 | 13.8297 | 21 | 38 | 74 | 115 | 157 | 155 | 156 | 136 | 86 | 54 | 26 | 16 | 186 | 186 |  | 21 | 38 | 74 | 115 | 157 | 155 | 156 | 136 | 86 | 54 | 26 | 16 | 186 | 186 | 21 | 38 | 74 | 115 | 157 | 155 | 156 | 136 | 86 | 54 | 26 | 16 | 186 | 186 | 21 | 38 | 74 | 115 | 157 | 155 | 156 | 136 | 86 | 54 | 26 | 16 | 186 | 186 | 0.19878 | 0.3597 | 0.70046 | 1.0886 | 1.4861 | 1.4672 | 1.4767 | 1.2873 | 0.81405 | 0.51115 | 0.24611 | 0.15145 | 1.7606 | 1.7606 | 2.4424 | 0.29338 | 0 | 0 | 1 | 0 | 0 | 0 | 2.4424 | 2.4424 | 0 | 0 | 0 | 0 | 0 | 0 | TRUE | 6.61 | 2.4424 | FALSE | 0 | 0 | 1.1 | TRUE | 0.12012 |  |  |  | 1 |  | 11ud | [50 empty] | 11 | 1
[7 empty] | 15 | Bathroom uninsulated | 8 | External wall - Ambient |  | 1 | x ( | 2.3 | x | 1.71 | + |  | - |  | ) - | 0 | = | 3.933 | 16ud-Main House Wall |  | 0.47013 |  | 67 | 90 | East | 0.7 | 0.6 | 0.9 |  | TRUE | TRUE | 1 | 1 | 1 | TRUE | TRUE | 1.849 | 1 | 1.849 | 2.612% | 2.7893 | 11.1422 |  | ██ |  |  | 45.1989 |  |  |  | 15-Bathroom uninsulated | 8 | 1 | 0 | 0 |  |  | 0.039615 | 0.5 | 1.575 | 17.925 | 0.14856 | -0.15831 |  |  | 4.1258 | 4.7092 | 6.4534 | 8.5934 | 9.1426 | 9.3718 | 9.7796 | 9.5463 | 6.9127 | 5.6432 | 4.1906 | 3.6984 | 13.8297 | 13.8297 | 44 | 63 | 84 | 94 | 100 | 88 | 93 | 100 | 85 | 74 | 50 | 38 | 140 | 140 |  | 7 | 11 | 21 | 32 | 44 | 52 | 49 | 38 | 24 | 16 | 8 | 5 | 53 | 53 | 17 | 27 | 50 | 74 | 90 | 92 | 93 | 86 | 56 | 39 | 20 | 13 | 125 | 125 | 15 | 27 | 48 | 72 | 100 | 96 | 99 | 85 | 55 | 34 | 18 | 11 | 119 | 119 | 0.36847 | 0.72764 | 1.4383 | 2.3151 | 3.3733 | 3.373 | 3.4207 | 2.7892 | 1.7023 | 0.95731 | 0.45165 | 0.24097 | 3.8961 | 3.8961 | 3.933 | 1.849 | 0 | 0 | 1 | 0 | 0 | 1 | 0 | 0 | 0 | 3.933 | 1.5367 | 3.6203 | 0 | 0 | FALSE | 0 | 0 | TRUE | 45.1989 | 3.933 | 0.85 | TRUE |  |  | 0.47013 |  | 1 | 45 | 16ud | [50 empty] | 16 | 1
[7 empty] | 16 | West wall no IWI | 8 | External wall - Ambient |  | 1 | x ( | 4.68 | x | 3.2 | + |  | - |  | ) - | 0 | = | 14.976 | 19ud-Woodfibre EWI 200mm |  | 0.14071 |  | 67 | 90 | East | 0.7 | 0.6 | 0.9 |  | TRUE | TRUE | 1 | 1 | 1 | TRUE | TRUE | 2.1072 | 1 | 2.1072 | 2.977% | 2.6073 | 12.1911 |  | ██ |  |  | 45.1989 |  |  |  | 16-West wall no IWI | 8 | 1 | 0 | 0 |  |  | 0.045314 | 0.5 | 1.575 | 17.925 | 0.16993 | -0.17327 |  |  | 4.1258 | 4.7092 | 6.4534 | 8.5934 | 9.1426 | 9.3718 | 9.7796 | 9.5463 | 6.9127 | 5.6432 | 4.1906 | 3.6984 | 13.8297 | 13.8297 | 44 | 63 | 84 | 94 | 100 | 88 | 93 | 100 | 85 | 74 | 50 | 38 | 140 | 140 |  | 7 | 11 | 21 | 32 | 44 | 52 | 49 | 38 | 24 | 16 | 8 | 5 | 53 | 53 | 17 | 27 | 50 | 74 | 90 | 92 | 93 | 86 | 56 | 39 | 20 | 13 | 125 | 125 | 15 | 27 | 48 | 72 | 100 | 96 | 99 | 85 | 55 | 34 | 18 | 11 | 119 | 119 | 0.42148 | 0.83232 | 1.6452 | 2.6482 | 3.8585 | 3.8582 | 3.9128 | 3.1905 | 1.9471 | 1.095 | 0.51662 | 0.27564 | 4.4566 | 4.4566 | 14.976 | 2.1072 | 0 | 0 | 1 | 0 | 0 | 1 | 0 | 0 | 0 | 14.976 | 5.8516 | 13.7855 | 0 | 0 | FALSE | 0 | 0 | TRUE | 45.1989 | 14.976 | 0.85 | TRUE |  |  | 0.14071 |  | 1 | 45 | 19ud | [50 empty] | 19 | 1
[7 empty] | 17 | Skeilings IWI | 10 | Roof/Ceiling - Ambient |  | 1 | x ( | 0.58 | x | 4.58 | + |  | - |  | ) - | 0 | = | 2.6564 | 06ud-Skeiling IWI |  | 0.15773 |  | 157 | 90 | South | 0.7 | 0.8 | 0.9 |  | TRUE | TRUE | 1 | 1 | 1 | TRUE | TRUE | 0.41898 | 1 | 0.41898 | 0.5919% | 5.2164 | 6.6192 |  | ██ |  |  | 19.2755 |  |  |  | 17-Skeilings IWI | 10 | 1 | 0 | 0 |  |  | 0.012011 | 0.5 | 1.575 | 17.925 | 0.033781 | -0.034525 |  |  | 4.1258 | 4.7092 | 6.4534 | 8.5934 | 9.1426 | 9.3718 | 9.7796 | 9.5463 | 6.9127 | 5.6432 | 4.1906 | 3.6984 | 13.8297 | 13.8297 | 44 | 63 | 84 | 94 | 100 | 88 | 93 | 100 | 85 | 74 | 50 | 38 | 140 | 140 |  | 7 | 11 | 21 | 32 | 44 | 52 | 49 | 38 | 24 | 16 | 8 | 5 | 53 | 53 | 17 | 27 | 50 | 74 | 90 | 92 | 93 | 86 | 56 | 39 | 20 | 13 | 125 | 125 | 15 | 27 | 48 | 72 | 100 | 96 | 99 | 85 | 55 | 34 | 18 | 11 | 119 | 119 | 0.4887 | 0.71353 | 0.96773 | 1.1131 | 1.24 | 1.0932 | 1.1559 | 1.1994 | 0.99129 | 0.8338 | 0.55747 | 0.41855 | 1.6727 | 1.6727 | 2.6564 | 0.41898 | 1 | 0 | 0 | 0 | 0 | 0 | 0 | 0 | 0 | 2.6564 | 0 | 1.0379 | 2.4452 | 0 | FALSE | 0 | 0 | TRUE | 19.2755 | 2.6564 | 0.85 | TRUE |  |  | 0.15773 |  | 1 |  | 06ud | [50 empty] | 6 | 1
[7 empty] | 18 | East wall unins downstairs | 14 | Wall to Extension |  | 1 | x ( | 2.4 | x | 7.566 | + |  | - | 2.1 | ) - | 0 | = | 16.0584 | 16ud-Main House Wall |  | 0.47013 |  | 67 | 90 | East | 0.7 | 0.6 | 0.9 |  | TRUE | TRUE | 1 | 1 | 1 | TRUE | TRUE | 7.5496 | 0.85 | 6.4171 | 9.065% |  |  |  | ██ |  |  | 45.1989 |  |  |  | 18-East wall unins downstairs | 14 | 0.85 | 0 | 0 |  |  |  | 0.5 | 1.575 | 17.925 |  |  |  |  | 4.1258 | 4.7092 | 6.4534 | 8.5934 | 9.1426 | 9.3718 | 9.7796 | 9.5463 | 6.9127 | 5.6432 | 4.1906 | 3.6984 | 13.8297 | 13.8297 | 44 | 63 | 84 | 94 | 100 | 88 | 93 | 100 | 85 | 74 | 50 | 38 | 140 | 140 |  | 7 | 11 | 21 | 32 | 44 | 52 | 49 | 38 | 24 | 16 | 8 | 5 | 53 | 53 | 17 | 27 | 50 | 74 | 90 | 92 | 93 | 86 | 56 | 39 | 20 | 13 | 125 | 125 | 15 | 27 | 48 | 72 | 100 | 96 | 99 | 85 | 55 | 34 | 18 | 11 | 119 | 119 | [14 empty] | 16.0584 | 7.5496 | 0 | 0 | 0 | 0 | 0 | 0 | 0 | 0 | 0 | 16.0584 | 6.2745 | 14.7818 | 0 | 0 | FALSE | 0 | 0 | FALSE | 0 | 0 | 0.85 | TRUE |  |  | 0.47013 |  | 1 |  | 16ud | [50 empty] | 16 | 1
[7 empty] | 19 | Block wall doorway | 14 | Wall to Extension |  | 1 | x ( | 1 | x | 2.1 | + |  | - |  | ) - | 0 | = | 2.1 | 17ud-Block Wall Doorway |  | 0.23438 |  | 67 | 90 | East | 0.7 | 0.6 | 0.9 |  | TRUE | TRUE | 1 | 1 | 1 | TRUE | TRUE | 0.4922 | 0.85 | 0.41837 | 0.591% |  |  |  | ██ |  |  | 45.1989 |  |  |  | 19-Block wall doorway | 14 | 0.85 | 0 | 0 |  |  |  | 0.5 | 1.575 | 17.925 |  |  |  |  | 4.1258 | 4.7092 | 6.4534 | 8.5934 | 9.1426 | 9.3718 | 9.7796 | 9.5463 | 6.9127 | 5.6432 | 4.1906 | 3.6984 | 13.8297 | 13.8297 | 44 | 63 | 84 | 94 | 100 | 88 | 93 | 100 | 85 | 74 | 50 | 38 | 140 | 140 |  | 7 | 11 | 21 | 32 | 44 | 52 | 49 | 38 | 24 | 16 | 8 | 5 | 53 | 53 | 17 | 27 | 50 | 74 | 90 | 92 | 93 | 86 | 56 | 39 | 20 | 13 | 125 | 125 | 15 | 27 | 48 | 72 | 100 | 96 | 99 | 85 | 55 | 34 | 18 | 11 | 119 | 119 | [14 empty] | 2.1 | 0.4922 | 0 | 0 | 0 | 0 | 0 | 0 | 0 | 0 | 0 | 2.1 | 0.82054 | 1.9331 | 0 | 0 | FALSE | 0 | 0 | FALSE | 0 | 0 | 0.85 | TRUE |  |  | 0.23438 |  | 1 |  | 17ud | [50 empty] | 17 | 1
[7 empty] | 20 | [5 empty] | x ( |  | x |  | + |  | - |  | ) - | 0 | = | [12 empty] | FALSE | FALSE | 1 | 1 | 1 | FALSE | TRUE | [14 empty] | 20- | 0 | #N/A | 0 | 0 |  |  |  | 1 | 0 | 15 |  |  |  |  | 4.1258 | 4.7092 | 6.4534 | 8.5934 | 9.1426 | 9.3718 | 9.7796 | 9.5463 | 6.9127 | 5.6432 | 4.1906 | 3.6984 | 13.8297 | 13.8297 | 21 | 38 | 74 | 115 | 157 | 155 | 156 | 136 | 86 | 54 | 26 | 16 | 186 | 186 |  | 21 | 38 | 74 | 115 | 157 | 155 | 156 | 136 | 86 | 54 | 26 | 16 | 186 | 186 | 21 | 38 | 74 | 115 | 157 | 155 | 156 | 136 | 86 | 54 | 26 | 16 | 186 | 186 | 21 | 38 | 74 | 115 | 157 | 155 | 156 | 136 | 86 | 54 | 26 | 16 | 186 | 186 | [16 empty] | 0 | 0 | 0 | 0 | 0 | 0 | 0 | 0 | 0 | 0 | 0 | 0 | 0 | 0 | FALSE | 0 | 0 | FALSE | 0 | 0 | 1.1 | - |  |  |  |  | 1
[7 empty] | 21 | [5 empty] | x ( |  | x |  | + |  | - |  | ) - | 0 | = | [12 empty] | FALSE | FALSE | 1 | 1 | 1 | FALSE | TRUE | [14 empty] | 21- | 0 | #N/A | 0 | 0 |  |  |  | 1 | 0 | 15 |  |  |  |  | 4.1258 | 4.7092 | 6.4534 | 8.5934 | 9.1426 | 9.3718 | 9.7796 | 9.5463 | 6.9127 | 5.6432 | 4.1906 | 3.6984 | 13.8297 | 13.8297 | 21 | 38 | 74 | 115 | 157 | 155 | 156 | 136 | 86 | 54 | 26 | 16 | 186 | 186 |  | 21 | 38 | 74 | 115 | 157 | 155 | 156 | 136 | 86 | 54 | 26 | 16 | 186 | 186 | 21 | 38 | 74 | 115 | 157 | 155 | 156 | 136 | 86 | 54 | 26 | 16 | 186 | 186 | 21 | 38 | 74 | 115 | 157 | 155 | 156 | 136 | 86 | 54 | 26 | 16 | 186 | 186 | [16 empty] | 0 | 0 | 0 | 0 | 0 | 0 | 0 | 0 | 0 | 0 | 0 | 0 | 0 | 0 | FALSE | 0 | 0 | FALSE | 0 | 0 | 1.1 | - |  |  |  |  | 1
[7 empty] | 22 | [5 empty] | x ( |  | x |  | + |  | - |  | ) - | 0 | = | [12 empty] | FALSE | FALSE | 1 | 1 | 1 | FALSE | TRUE | [14 empty] | 22- | 0 | #N/A | 0 | 0 |  |  |  | 1 | 0 | 15 |  |  |  |  | 4.1258 | 4.7092 | 6.4534 | 8.5934 | 9.1426 | 9.3718 | 9.7796 | 9.5463 | 6.9127 | 5.6432 | 4.1906 | 3.6984 | 13.8297 | 13.8297 | 21 | 38 | 74 | 115 | 157 | 155 | 156 | 136 | 86 | 54 | 26 | 16 | 186 | 186 |  | 21 | 38 | 74 | 115 | 157 | 155 | 156 | 136 | 86 | 54 | 26 | 16 | 186 | 186 | 21 | 38 | 74 | 115 | 157 | 155 | 156 | 136 | 86 | 54 | 26 | 16 | 186 | 186 | 21 | 38 | 74 | 115 | 157 | 155 | 156 | 136 | 86 | 54 | 26 | 16 | 186 | 186 | [16 empty] | 0 | 0 | 0 | 0 | 0 | 0 | 0 | 0 | 0 | 0 | 0 | 0 | 0 | 0 | FALSE | 0 | 0 | FALSE | 0 | 0 | 1.1 | - |  |  |  |  | 1
[7 empty] | 23 | [5 empty] | x ( |  | x |  | + |  | - |  | ) - | 0 | = | [12 empty] | FALSE | FALSE | 1 | 1 | 1 | FALSE | TRUE | [14 empty] | 23- | 0 | #N/A | 0 | 0 |  |  |  | 1 | 0 | 15 |  |  |  |  | 4.1258 | 4.7092 | 6.4534 | 8.5934 | 9.1426 | 9.3718 | 9.7796 | 9.5463 | 6.9127 | 5.6432 | 4.1906 | 3.6984 | 13.8297 | 13.8297 | 21 | 38 | 74 | 115 | 157 | 155 | 156 | 136 | 86 | 54 | 26 | 16 | 186 | 186 |  | 21 | 38 | 74 | 115 | 157 | 155 | 156 | 136 | 86 | 54 | 26 | 16 | 186 | 186 | 21 | 38 | 74 | 115 | 157 | 155 | 156 | 136 | 86 | 54 | 26 | 16 | 186 | 186 | 21 | 38 | 74 | 115 | 157 | 155 | 156 | 136 | 86 | 54 | 26 | 16 | 186 | 186 | [16 empty] | 0 | 0 | 0 | 0 | 0 | 0 | 0 | 0 | 0 | 0 | 0 | 0 | 0 | 0 | FALSE | 0 | 0 | FALSE | 0 | 0 | 1.1 | - |  |  |  |  | 1
[7 empty] | 24 | [5 empty] | x ( |  | x |  | + |  | - |  | ) - | 0 | = | [12 empty] | FALSE | FALSE | 1 | 1 | 1 | FALSE | TRUE | [14 empty] | 24- | 0 | #N/A | 0 | 0 |  |  |  | 1 | 0 | 15 |  |  |  |  | 4.1258 | 4.7092 | 6.4534 | 8.5934 | 9.1426 | 9.3718 | 9.7796 | 9.5463 | 6.9127 | 5.6432 | 4.1906 | 3.6984 | 13.8297 | 13.8297 | 21 | 38 | 74 | 115 | 157 | 155 | 156 | 136 | 86 | 54 | 26 | 16 | 186 | 186 |  | 21 | 38 | 74 | 115 | 157 | 155 | 156 | 136 | 86 | 54 | 26 | 16 | 186 | 186 | 21 | 38 | 74 | 115 | 157 | 155 | 156 | 136 | 86 | 54 | 26 | 16 | 186 | 186 | 21 | 38 | 74 | 115 | 157 | 155 | 156 | 136 | 86 | 54 | 26 | 16 | 186 | 186 | [16 empty] | 0 | 0 | 0 | 0 | 0 | 0 | 0 | 0 | 0 | 0 | 0 | 0 | 0 | 0 | FALSE | 0 | 0 | FALSE | 0 | 0 | 1.1 | - |  |  |  |  | 1
[7 empty] | 25 | [5 empty] | x ( |  | x |  | + |  | - |  | ) - | 0 | = | [12 empty] | FALSE | FALSE | 1 | 1 | 1 | FALSE | TRUE | [14 empty] | 25- | 0 | #N/A | 0 | 0 |  |  |  | 1 | 0 | 15 |  |  |  |  | 4.1258 | 4.7092 | 6.4534 | 8.5934 | 9.1426 | 9.3718 | 9.7796 | 9.5463 | 6.9127 | 5.6432 | 4.1906 | 3.6984 | 13.8297 | 13.8297 | 21 | 38 | 74 | 115 | 157 | 155 | 156 | 136 | 86 | 54 | 26 | 16 | 186 | 186 |  | 21 | 38 | 74 | 115 | 157 | 155 | 156 | 136 | 86 | 54 | 26 | 16 | 186 | 186 | 21 | 38 | 74 | 115 | 157 | 155 | 156 | 136 | 86 | 54 | 26 | 16 | 186 | 186 | 21 | 38 | 74 | 115 | 157 | 155 | 156 | 136 | 86 | 54 | 26 | 16 | 186 | 186 | [16 empty] | 0 | 0 | 0 | 0 | 0 | 0 | 0 | 0 | 0 | 0 | 0 | 0 | 0 | 0 | FALSE | 0 | 0 | FALSE | 0 | 0 | 1.1 | - |  |  |  |  | 1
[7 empty] | 26 | [5 empty] | x ( |  | x |  | + |  | - |  | ) - | 0 | = | [12 empty] | FALSE | FALSE | 1 | 1 | 1 | FALSE | TRUE | [14 empty] | 26- | 0 | #N/A | 0 | 0 |  |  |  | 1 | 0 | 15 |  |  |  |  | 4.1258 | 4.7092 | 6.4534 | 8.5934 | 9.1426 | 9.3718 | 9.7796 | 9.5463 | 6.9127 | 5.6432 | 4.1906 | 3.6984 | 13.8297 | 13.8297 | 21 | 38 | 74 | 115 | 157 | 155 | 156 | 136 | 86 | 54 | 26 | 16 | 186 | 186 |  | 21 | 38 | 74 | 115 | 157 | 155 | 156 | 136 | 86 | 54 | 26 | 16 | 186 | 186 | 21 | 38 | 74 | 115 | 157 | 155 | 156 | 136 | 86 | 54 | 26 | 16 | 186 | 186 | 21 | 38 | 74 | 115 | 157 | 155 | 156 | 136 | 86 | 54 | 26 | 16 | 186 | 186 | [16 empty] | 0 | 0 | 0 | 0 | 0 | 0 | 0 | 0 | 0 | 0 | 0 | 0 | 0 | 0 | FALSE | 0 | 0 | FALSE | 0 | 0 | 1.1 | - |  |  |  |  | 1
[7 empty] | 27 | [5 empty] | x ( |  | x |  | + |  | - |  | ) - | 0 | = | [12 empty] | FALSE | FALSE | 1 | 1 | 1 | FALSE | TRUE | [14 empty] | 27- | 0 | #N/A | 0 | 0 |  |  |  | 1 | 0 | 15 |  |  |  |  | 4.1258 | 4.7092 | 6.4534 | 8.5934 | 9.1426 | 9.3718 | 9.7796 | 9.5463 | 6.9127 | 5.6432 | 4.1906 | 3.6984 | 13.8297 | 13.8297 | 21 | 38 | 74 | 115 | 157 | 155 | 156 | 136 | 86 | 54 | 26 | 16 | 186 | 186 |  | 21 | 38 | 74 | 115 | 157 | 155 | 156 | 136 | 86 | 54 | 26 | 16 | 186 | 186 | 21 | 38 | 74 | 115 | 157 | 155 | 156 | 136 | 86 | 54 | 26 | 16 | 186 | 186 | 21 | 38 | 74 | 115 | 157 | 155 | 156 | 136 | 86 | 54 | 26 | 16 | 186 | 186 | [16 empty] | 0 | 0 | 0 | 0 | 0 | 0 | 0 | 0 | 0 | 0 | 0 | 0 | 0 | 0 | FALSE | 0 | 0 | FALSE | 0 | 0 | 1.1 | - |  |  |  |  | 1
[7 empty] | 28 | [5 empty] | x ( |  | x |  | + |  | - |  | ) - | 0 | = | [12 empty] | FALSE | FALSE | 1 | 1 | 1 | FALSE | TRUE | [14 empty] | 28- | 0 | #N/A | 0 | 0 |  |  |  | 1 | 0 | 15 |  |  |  |  | 4.1258 | 4.7092 | 6.4534 | 8.5934 | 9.1426 | 9.3718 | 9.7796 | 9.5463 | 6.9127 | 5.6432 | 4.1906 | 3.6984 | 13.8297 | 13.8297 | 21 | 38 | 74 | 115 | 157 | 155 | 156 | 136 | 86 | 54 | 26 | 16 | 186 | 186 |  | 21 | 38 | 74 | 115 | 157 | 155 | 156 | 136 | 86 | 54 | 26 | 16 | 186 | 186 | 21 | 38 | 74 | 115 | 157 | 155 | 156 | 136 | 86 | 54 | 26 | 16 | 186 | 186 | 21 | 38 | 74 | 115 | 157 | 155 | 156 | 136 | 86 | 54 | 26 | 16 | 186 | 186 | [16 empty] | 0 | 0 | 0 | 0 | 0 | 0 | 0 | 0 | 0 | 0 | 0 | 0 | 0 | 0 | FALSE | 0 | 0 | FALSE | 0 | 0 | 1.1 | - |  |  |  |  | 1
[7 empty] | 29 | [5 empty] | x ( |  | x |  | + |  | - |  | ) - | 0 | = | [12 empty] | FALSE | FALSE | 1 | 1 | 1 | FALSE | TRUE | [14 empty] | 29- | 0 | #N/A | 0 | 0 |  |  |  | 1 | 0 | 15 |  |  |  |  | 4.1258 | 4.7092 | 6.4534 | 8.5934 | 9.1426 | 9.3718 | 9.7796 | 9.5463 | 6.9127 | 5.6432 | 4.1906 | 3.6984 | 13.8297 | 13.8297 | 21 | 38 | 74 | 115 | 157 | 155 | 156 | 136 | 86 | 54 | 26 | 16 | 186 | 186 |  | 21 | 38 | 74 | 115 | 157 | 155 | 156 | 136 | 86 | 54 | 26 | 16 | 186 | 186 | 21 | 38 | 74 | 115 | 157 | 155 | 156 | 136 | 86 | 54 | 26 | 16 | 186 | 186 | 21 | 38 | 74 | 115 | 157 | 155 | 156 | 136 | 86 | 54 | 26 | 16 | 186 | 186 | [16 empty] | 0 | 0 | 0 | 0 | 0 | 0 | 0 | 0 | 0 | 0 | 0 | 0 | 0 | 0 | FALSE | 0 | 0 | FALSE | 0 | 0 | 1.1 | - |  |  |  |  | 1
[7 empty] | 30 | [5 empty] | x ( |  | x |  | + |  | - |  | ) - | 0 | = | [12 empty] | FALSE | FALSE | 1 | 1 | 1 | FALSE | TRUE | [14 empty] | 30- | 0 | #N/A | 0 | 0 |  |  |  | 1 | 0 | 15 |  |  |  |  | 4.1258 | 4.7092 | 6.4534 | 8.5934 | 9.1426 | 9.3718 | 9.7796 | 9.5463 | 6.9127 | 5.6432 | 4.1906 | 3.6984 | 13.8297 | 13.8297 | 21 | 38 | 74 | 115 | 157 | 155 | 156 | 136 | 86 | 54 | 26 | 16 | 186 | 186 |  | 21 | 38 | 74 | 115 | 157 | 155 | 156 | 136 | 86 | 54 | 26 | 16 | 186 | 186 | 21 | 38 | 74 | 115 | 157 | 155 | 156 | 136 | 86 | 54 | 26 | 16 | 186 | 186 | 21 | 38 | 74 | 115 | 157 | 155 | 156 | 136 | 86 | 54 | 26 | 16 | 186 | 186 | [16 empty] | 0 | 0 | 0 | 0 | 0 | 0 | 0 | 0 | 0 | 0 | 0 | 0 | 0 | 0 | FALSE | 0 | 0 | FALSE | 0 | 0 | 1.1 | - |  |  |  |  | 1
[7 empty] | 31 | [5 empty] | x ( |  | x |  | + |  | - |  | ) - | 0 | = | [12 empty] | FALSE | FALSE | 1 | 1 | 1 | FALSE | TRUE | [14 empty] | 31- | 0 | #N/A | 0 | 0 |  |  |  | 1 | 0 | 15 |  |  |  |  | 4.1258 | 4.7092 | 6.4534 | 8.5934 | 9.1426 | 9.3718 | 9.7796 | 9.5463 | 6.9127 | 5.6432 | 4.1906 | 3.6984 | 13.8297 | 13.8297 | 21 | 38 | 74 | 115 | 157 | 155 | 156 | 136 | 86 | 54 | 26 | 16 | 186 | 186 |  | 21 | 38 | 74 | 115 | 157 | 155 | 156 | 136 | 86 | 54 | 26 | 16 | 186 | 186 | 21 | 38 | 74 | 115 | 157 | 155 | 156 | 136 | 86 | 54 | 26 | 16 | 186 | 186 | 21 | 38 | 74 | 115 | 157 | 155 | 156 | 136 | 86 | 54 | 26 | 16 | 186 | 186 | [16 empty] | 0 | 0 | 0 | 0 | 0 | 0 | 0 | 0 | 0 | 0 | 0 | 0 | 0 | 0 | FALSE | 0 | 0 | FALSE | 0 | 0 | 1.1 | - |  |  |  |  | 1
[7 empty] | 32 | [5 empty] | x ( |  | x |  | + |  | - |  | ) - | 0 | = | [12 empty] | FALSE | FALSE | 1 | 1 | 1 | FALSE | TRUE | [14 empty] | 32- | 0 | #N/A | 0 | 0 |  |  |  | 1 | 0 | 15 |  |  |  |  | 4.1258 | 4.7092 | 6.4534 | 8.5934 | 9.1426 | 9.3718 | 9.7796 | 9.5463 | 6.9127 | 5.6432 | 4.1906 | 3.6984 | 13.8297 | 13.8297 | 21 | 38 | 74 | 115 | 157 | 155 | 156 | 136 | 86 | 54 | 26 | 16 | 186 | 186 |  | 21 | 38 | 74 | 115 | 157 | 155 | 156 | 136 | 86 | 54 | 26 | 16 | 186 | 186 | 21 | 38 | 74 | 115 | 157 | 155 | 156 | 136 | 86 | 54 | 26 | 16 | 186 | 186 | 21 | 38 | 74 | 115 | 157 | 155 | 156 | 136 | 86 | 54 | 26 | 16 | 186 | 186 | [16 empty] | 0 | 0 | 0 | 0 | 0 | 0 | 0 | 0 | 0 | 0 | 0 | 0 | 0 | 0 | FALSE | 0 | 0 | FALSE | 0 | 0 | 1.1 | - |  |  |  |  | 1
[7 empty] | 33 | [5 empty] | x ( |  | x |  | + |  | - |  | ) - | 0 | = | [12 empty] | FALSE | FALSE | 1 | 1 | 1 | FALSE | TRUE | [14 empty] | 33- | 0 | #N/A | 0 | 0 |  |  |  | 1 | 0 | 15 |  |  |  |  | 4.1258 | 4.7092 | 6.4534 | 8.5934 | 9.1426 | 9.3718 | 9.7796 | 9.5463 | 6.9127 | 5.6432 | 4.1906 | 3.6984 | 13.8297 | 13.8297 | 21 | 38 | 74 | 115 | 157 | 155 | 156 | 136 | 86 | 54 | 26 | 16 | 186 | 186 |  | 21 | 38 | 74 | 115 | 157 | 155 | 156 | 136 | 86 | 54 | 26 | 16 | 186 | 186 | 21 | 38 | 74 | 115 | 157 | 155 | 156 | 136 | 86 | 54 | 26 | 16 | 186 | 186 | 21 | 38 | 74 | 115 | 157 | 155 | 156 | 136 | 86 | 54 | 26 | 16 | 186 | 186 | [16 empty] | 0 | 0 | 0 | 0 | 0 | 0 | 0 | 0 | 0 | 0 | 0 | 0 | 0 | 0 | FALSE | 0 | 0 | FALSE | 0 | 0 | 1.1 | - |  |  |  |  | 1
[7 empty] | 34 | [5 empty] | x ( |  | x |  | + |  | - |  | ) - | 0 | = | [12 empty] | FALSE | FALSE | 1 | 1 | 1 | FALSE | TRUE | [14 empty] | 34- | 0 | #N/A | 0 | 0 |  |  |  | 1 | 0 | 15 |  |  |  |  | 4.1258 | 4.7092 | 6.4534 | 8.5934 | 9.1426 | 9.3718 | 9.7796 | 9.5463 | 6.9127 | 5.6432 | 4.1906 | 3.6984 | 13.8297 | 13.8297 | 21 | 38 | 74 | 115 | 157 | 155 | 156 | 136 | 86 | 54 | 26 | 16 | 186 | 186 |  | 21 | 38 | 74 | 115 | 157 | 155 | 156 | 136 | 86 | 54 | 26 | 16 | 186 | 186 | 21 | 38 | 74 | 115 | 157 | 155 | 156 | 136 | 86 | 54 | 26 | 16 | 186 | 186 | 21 | 38 | 74 | 115 | 157 | 155 | 156 | 136 | 86 | 54 | 26 | 16 | 186 | 186 | [16 empty] | 0 | 0 | 0 | 0 | 0 | 0 | 0 | 0 | 0 | 0 | 0 | 0 | 0 | 0 | FALSE | 0 | 0 | FALSE | 0 | 0 | 1.1 | - |  |  |  |  | 1
[7 empty] | 35 | [5 empty] | x ( |  | x |  | + |  | - |  | ) - | 0 | = | [12 empty] | FALSE | FALSE | 1 | 1 | 1 | FALSE | TRUE | [14 empty] | 35- | 0 | #N/A | 0 | 0 |  |  |  | 1 | 0 | 15 |  |  |  |  | 4.1258 | 4.7092 | 6.4534 | 8.5934 | 9.1426 | 9.3718 | 9.7796 | 9.5463 | 6.9127 | 5.6432 | 4.1906 | 3.6984 | 13.8297 | 13.8297 | 21 | 38 | 74 | 115 | 157 | 155 | 156 | 136 | 86 | 54 | 26 | 16 | 186 | 186 |  | 21 | 38 | 74 | 115 | 157 | 155 | 156 | 136 | 86 | 54 | 26 | 16 | 186 | 186 | 21 | 38 | 74 | 115 | 157 | 155 | 156 | 136 | 86 | 54 | 26 | 16 | 186 | 186 | 21 | 38 | 74 | 115 | 157 | 155 | 156 | 136 | 86 | 54 | 26 | 16 | 186 | 186 | [16 empty] | 0 | 0 | 0 | 0 | 0 | 0 | 0 | 0 | 0 | 0 | 0 | 0 | 0 | 0 | FALSE | 0 | 0 | FALSE | 0 | 0 | 1.1 | - |  |  |  |  | 1
[7 empty] | 36 | [5 empty] | x ( |  | x |  | + |  | - |  | ) - | 0 | = | [12 empty] | FALSE | FALSE | 1 | 1 | 1 | FALSE | TRUE | [14 empty] | 36- | 0 | #N/A | 0 | 0 |  |  |  | 1 | 0 | 15 |  |  |  |  | 4.1258 | 4.7092 | 6.4534 | 8.5934 | 9.1426 | 9.3718 | 9.7796 | 9.5463 | 6.9127 | 5.6432 | 4.1906 | 3.6984 | 13.8297 | 13.8297 | 21 | 38 | 74 | 115 | 157 | 155 | 156 | 136 | 86 | 54 | 26 | 16 | 186 | 186 |  | 21 | 38 | 74 | 115 | 157 | 155 | 156 | 136 | 86 | 54 | 26 | 16 | 186 | 186 | 21 | 38 | 74 | 115 | 157 | 155 | 156 | 136 | 86 | 54 | 26 | 16 | 186 | 186 | 21 | 38 | 74 | 115 | 157 | 155 | 156 | 136 | 86 | 54 | 26 | 16 | 186 | 186 | [16 empty] | 0 | 0 | 0 | 0 | 0 | 0 | 0 | 0 | 0 | 0 | 0 | 0 | 0 | 0 | FALSE | 0 | 0 | FALSE | 0 | 0 | 1.1 | - |  |  |  |  | 1
[7 empty] | 37 | [5 empty] | x ( |  | x |  | + |  | - |  | ) - | 0 | = | [12 empty] | FALSE | FALSE | 1 | 1 | 1 | FALSE | TRUE | [14 empty] | 37- | 0 | #N/A | 0 | 0 |  |  |  | 1 | 0 | 15 |  |  |  |  | 4.1258 | 4.7092 | 6.4534 | 8.5934 | 9.1426 | 9.3718 | 9.7796 | 9.5463 | 6.9127 | 5.6432 | 4.1906 | 3.6984 | 13.8297 | 13.8297 | 21 | 38 | 74 | 115 | 157 | 155 | 156 | 136 | 86 | 54 | 26 | 16 | 186 | 186 |  | 21 | 38 | 74 | 115 | 157 | 155 | 156 | 136 | 86 | 54 | 26 | 16 | 186 | 186 | 21 | 38 | 74 | 115 | 157 | 155 | 156 | 136 | 86 | 54 | 26 | 16 | 186 | 186 | 21 | 38 | 74 | 115 | 157 | 155 | 156 | 136 | 86 | 54 | 26 | 16 | 186 | 186 | [16 empty] | 0 | 0 | 0 | 0 | 0 | 0 | 0 | 0 | 0 | 0 | 0 | 0 | 0 | 0 | FALSE | 0 | 0 | FALSE | 0 | 0 | 1.1 | - |  |  |  |  | 1
[7 empty] | 38 | [5 empty] | x ( |  | x |  | + |  | - |  | ) - | 0 | = | [12 empty] | FALSE | FALSE | 1 | 1 | 1 | FALSE | TRUE | [14 empty] | 38- | 0 | #N/A | 0 | 0 |  |  |  | 1 | 0 | 15 |  |  |  |  | 4.1258 | 4.7092 | 6.4534 | 8.5934 | 9.1426 | 9.3718 | 9.7796 | 9.5463 | 6.9127 | 5.6432 | 4.1906 | 3.6984 | 13.8297 | 13.8297 | 21 | 38 | 74 | 115 | 157 | 155 | 156 | 136 | 86 | 54 | 26 | 16 | 186 | 186 |  | 21 | 38 | 74 | 115 | 157 | 155 | 156 | 136 | 86 | 54 | 26 | 16 | 186 | 186 | 21 | 38 | 74 | 115 | 157 | 155 | 156 | 136 | 86 | 54 | 26 | 16 | 186 | 186 | 21 | 38 | 74 | 115 | 157 | 155 | 156 | 136 | 86 | 54 | 26 | 16 | 186 | 186 | [16 empty] | 0 | 0 | 0 | 0 | 0 | 0 | 0 | 0 | 0 | 0 | 0 | 0 | 0 | 0 | FALSE | 0 | 0 | FALSE | 0 | 0 | 1.1 | - |  |  |  |  | 1
[7 empty] | 39 | [5 empty] | x ( |  | x |  | + |  | - |  | ) - | 0 | = | [12 empty] | FALSE | FALSE | 1 | 1 | 1 | FALSE | TRUE | [14 empty] | 39- | 0 | #N/A | 0 | 0 |  |  |  | 1 | 0 | 15 |  |  |  |  | 4.1258 | 4.7092 | 6.4534 | 8.5934 | 9.1426 | 9.3718 | 9.7796 | 9.5463 | 6.9127 | 5.6432 | 4.1906 | 3.6984 | 13.8297 | 13.8297 | 21 | 38 | 74 | 115 | 157 | 155 | 156 | 136 | 86 | 54 | 26 | 16 | 186 | 186 |  | 21 | 38 | 74 | 115 | 157 | 155 | 156 | 136 | 86 | 54 | 26 | 16 | 186 | 186 | 21 | 38 | 74 | 115 | 157 | 155 | 156 | 136 | 86 | 54 | 26 | 16 | 186 | 186 | 21 | 38 | 74 | 115 | 157 | 155 | 156 | 136 | 86 | 54 | 26 | 16 | 186 | 186 | [16 empty] | 0 | 0 | 0 | 0 | 0 | 0 | 0 | 0 | 0 | 0 | 0 | 0 | 0 | 0 | FALSE | 0 | 0 | FALSE | 0 | 0 | 1.1 | - |  |  |  |  | 1
[7 empty] | 40 | [5 empty] | x ( |  | x |  | + |  | - |  | ) - | 0 | = | [12 empty] | FALSE | FALSE | 1 | 1 | 1 | FALSE | TRUE | [14 empty] | 40- | 0 | #N/A | 0 | 0 |  |  |  | 1 | 0 | 15 |  |  |  |  | 4.1258 | 4.7092 | 6.4534 | 8.5934 | 9.1426 | 9.3718 | 9.7796 | 9.5463 | 6.9127 | 5.6432 | 4.1906 | 3.6984 | 13.8297 | 13.8297 | 21 | 38 | 74 | 115 | 157 | 155 | 156 | 136 | 86 | 54 | 26 | 16 | 186 | 186 |  | 21 | 38 | 74 | 115 | 157 | 155 | 156 | 136 | 86 | 54 | 26 | 16 | 186 | 186 | 21 | 38 | 74 | 115 | 157 | 155 | 156 | 136 | 86 | 54 | 26 | 16 | 186 | 186 | 21 | 38 | 74 | 115 | 157 | 155 | 156 | 136 | 86 | 54 | 26 | 16 | 186 | 186 | [16 empty] | 0 | 0 | 0 | 0 | 0 | 0 | 0 | 0 | 0 | 0 | 0 | 0 | 0 | 0 | FALSE | 0 | 0 | FALSE | 0 | 0 | 1.1 | - |  |  |  |  | 1
[7 empty] | 41 | [5 empty] | x ( |  | x |  | + |  | - |  | ) - | 0 | = | [12 empty] | FALSE | FALSE | 1 | 1 | 1 | FALSE | TRUE | [14 empty] | 41- | 0 | #N/A | 0 | 0 |  |  |  | 1 | 0 | 15 |  |  |  |  | 4.1258 | 4.7092 | 6.4534 | 8.5934 | 9.1426 | 9.3718 | 9.7796 | 9.5463 | 6.9127 | 5.6432 | 4.1906 | 3.6984 | 13.8297 | 13.8297 | 21 | 38 | 74 | 115 | 157 | 155 | 156 | 136 | 86 | 54 | 26 | 16 | 186 | 186 |  | 21 | 38 | 74 | 115 | 157 | 155 | 156 | 136 | 86 | 54 | 26 | 16 | 186 | 186 | 21 | 38 | 74 | 115 | 157 | 155 | 156 | 136 | 86 | 54 | 26 | 16 | 186 | 186 | 21 | 38 | 74 | 115 | 157 | 155 | 156 | 136 | 86 | 54 | 26 | 16 | 186 | 186 | [16 empty] | 0 | 0 | 0 | 0 | 0 | 0 | 0 | 0 | 0 | 0 | 0 | 0 | 0 | 0 | FALSE | 0 | 0 | FALSE | 0 | 0 | 1.1 | - |  |  |  |  | 1
[7 empty] | 42 | [5 empty] | x ( |  | x |  | + |  | - |  | ) - | 0 | = | [12 empty] | FALSE | FALSE | 1 | 1 | 1 | FALSE | TRUE | [14 empty] | 42- | 0 | #N/A | 0 | 0 |  |  |  | 1 | 0 | 15 |  |  |  |  | 4.1258 | 4.7092 | 6.4534 | 8.5934 | 9.1426 | 9.3718 | 9.7796 | 9.5463 | 6.9127 | 5.6432 | 4.1906 | 3.6984 | 13.8297 | 13.8297 | 21 | 38 | 74 | 115 | 157 | 155 | 156 | 136 | 86 | 54 | 26 | 16 | 186 | 186 |  | 21 | 38 | 74 | 115 | 157 | 155 | 156 | 136 | 86 | 54 | 26 | 16 | 186 | 186 | 21 | 38 | 74 | 115 | 157 | 155 | 156 | 136 | 86 | 54 | 26 | 16 | 186 | 186 | 21 | 38 | 74 | 115 | 157 | 155 | 156 | 136 | 86 | 54 | 26 | 16 | 186 | 186 | [16 empty] | 0 | 0 | 0 | 0 | 0 | 0 | 0 | 0 | 0 | 0 | 0 | 0 | 0 | 0 | FALSE | 0 | 0 | FALSE | 0 | 0 | 1.1 | - |  |  |  |  | 1
[7 empty] | 43 | [5 empty] | x ( |  | x |  | + |  | - |  | ) - | 0 | = | [12 empty] | FALSE | FALSE | 1 | 1 | 1 | FALSE | TRUE | [14 empty] | 43- | 0 | #N/A | 0 | 0 |  |  |  | 1 | 0 | 15 |  |  |  |  | 4.1258 | 4.7092 | 6.4534 | 8.5934 | 9.1426 | 9.3718 | 9.7796 | 9.5463 | 6.9127 | 5.6432 | 4.1906 | 3.6984 | 13.8297 | 13.8297 | 21 | 38 | 74 | 115 | 157 | 155 | 156 | 136 | 86 | 54 | 26 | 16 | 186 | 186 |  | 21 | 38 | 74 | 115 | 157 | 155 | 156 | 136 | 86 | 54 | 26 | 16 | 186 | 186 | 21 | 38 | 74 | 115 | 157 | 155 | 156 | 136 | 86 | 54 | 26 | 16 | 186 | 186 | 21 | 38 | 74 | 115 | 157 | 155 | 156 | 136 | 86 | 54 | 26 | 16 | 186 | 186 | [16 empty] | 0 | 0 | 0 | 0 | 0 | 0 | 0 | 0 | 0 | 0 | 0 | 0 | 0 | 0 | FALSE | 0 | 0 | FALSE | 0 | 0 | 1.1 | - |  |  |  |  | 1
[7 empty] | 44 | [5 empty] | x ( |  | x |  | + |  | - |  | ) - | 0 | = | [12 empty] | FALSE | FALSE | 1 | 1 | 1 | FALSE | TRUE | [14 empty] | 44- | 0 | #N/A | 0 | 0 |  |  |  | 1 | 0 | 15 |  |  |  |  | 4.1258 | 4.7092 | 6.4534 | 8.5934 | 9.1426 | 9.3718 | 9.7796 | 9.5463 | 6.9127 | 5.6432 | 4.1906 | 3.6984 | 13.8297 | 13.8297 | 21 | 38 | 74 | 115 | 157 | 155 | 156 | 136 | 86 | 54 | 26 | 16 | 186 | 186 |  | 21 | 38 | 74 | 115 | 157 | 155 | 156 | 136 | 86 | 54 | 26 | 16 | 186 | 186 | 21 | 38 | 74 | 115 | 157 | 155 | 156 | 136 | 86 | 54 | 26 | 16 | 186 | 186 | 21 | 38 | 74 | 115 | 157 | 155 | 156 | 136 | 86 | 54 | 26 | 16 | 186 | 186 | [16 empty] | 0 | 0 | 0 | 0 | 0 | 0 | 0 | 0 | 0 | 0 | 0 | 0 | 0 | 0 | FALSE | 0 | 0 | FALSE | 0 | 0 | 1.1 | - |  |  |  |  | 1
[7 empty] | 45 | [5 empty] | x ( |  | x |  | + |  | - |  | ) - | 0 | = | [12 empty] | FALSE | FALSE | 1 | 1 | 1 | FALSE | TRUE | [14 empty] | 45- | 0 | #N/A | 0 | 0 |  |  |  | 1 | 0 | 15 |  |  |  |  | 4.1258 | 4.7092 | 6.4534 | 8.5934 | 9.1426 | 9.3718 | 9.7796 | 9.5463 | 6.9127 | 5.6432 | 4.1906 | 3.6984 | 13.8297 | 13.8297 | 21 | 38 | 74 | 115 | 157 | 155 | 156 | 136 | 86 | 54 | 26 | 16 | 186 | 186 |  | 21 | 38 | 74 | 115 | 157 | 155 | 156 | 136 | 86 | 54 | 26 | 16 | 186 | 186 | 21 | 38 | 74 | 115 | 157 | 155 | 156 | 136 | 86 | 54 | 26 | 16 | 186 | 186 | 21 | 38 | 74 | 115 | 157 | 155 | 156 | 136 | 86 | 54 | 26 | 16 | 186 | 186 | [16 empty] | 0 | 0 | 0 | 0 | 0 | 0 | 0 | 0 | 0 | 0 | 0 | 0 | 0 | 0 | FALSE | 0 | 0 | FALSE | 0 | 0 | 1.1 | - |  |  |  |  | 1
[7 empty] | 46 | [5 empty] | x ( |  | x |  | + |  | - |  | ) - | 0 | = | [12 empty] | FALSE | FALSE | 1 | 1 | 1 | FALSE | TRUE | [14 empty] | 46- | 0 | #N/A | 0 | 0 |  |  |  | 1 | 0 | 15 |  |  |  |  | 4.1258 | 4.7092 | 6.4534 | 8.5934 | 9.1426 | 9.3718 | 9.7796 | 9.5463 | 6.9127 | 5.6432 | 4.1906 | 3.6984 | 13.8297 | 13.8297 | 21 | 38 | 74 | 115 | 157 | 155 | 156 | 136 | 86 | 54 | 26 | 16 | 186 | 186 |  | 21 | 38 | 74 | 115 | 157 | 155 | 156 | 136 | 86 | 54 | 26 | 16 | 186 | 186 | 21 | 38 | 74 | 115 | 157 | 155 | 156 | 136 | 86 | 54 | 26 | 16 | 186 | 186 | 21 | 38 | 74 | 115 | 157 | 155 | 156 | 136 | 86 | 54 | 26 | 16 | 186 | 186 | [16 empty] | 0 | 0 | 0 | 0 | 0 | 0 | 0 | 0 | 0 | 0 | 0 | 0 | 0 | 0 | FALSE | 0 | 0 | FALSE | 0 | 0 | 1.1 | - |  |  |  |  | 1
[7 empty] | 47 | [5 empty] | x ( |  | x |  | + |  | - |  | ) - | 0 | = | [12 empty] | FALSE | FALSE | 1 | 1 | 1 | FALSE | TRUE | [14 empty] | 47- | 0 | #N/A | 0 | 0 |  |  |  | 1 | 0 | 15 |  |  |  |  | 4.1258 | 4.7092 | 6.4534 | 8.5934 | 9.1426 | 9.3718 | 9.7796 | 9.5463 | 6.9127 | 5.6432 | 4.1906 | 3.6984 | 13.8297 | 13.8297 | 21 | 38 | 74 | 115 | 157 | 155 | 156 | 136 | 86 | 54 | 26 | 16 | 186 | 186 |  | 21 | 38 | 74 | 115 | 157 | 155 | 156 | 136 | 86 | 54 | 26 | 16 | 186 | 186 | 21 | 38 | 74 | 115 | 157 | 155 | 156 | 136 | 86 | 54 | 26 | 16 | 186 | 186 | 21 | 38 | 74 | 115 | 157 | 155 | 156 | 136 | 86 | 54 | 26 | 16 | 186 | 186 | [16 empty] | 0 | 0 | 0 | 0 | 0 | 0 | 0 | 0 | 0 | 0 | 0 | 0 | 0 | 0 | FALSE | 0 | 0 | FALSE | 0 | 0 | 1.1 | - |  |  |  |  | 1
[7 empty] | 48 | [5 empty] | x ( |  | x |  | + |  | - |  | ) - | 0 | = | [12 empty] | FALSE | FALSE | 1 | 1 | 1 | FALSE | TRUE | [14 empty] | 48- | 0 | #N/A | 0 | 0 |  |  |  | 1 | 0 | 15 |  |  |  |  | 4.1258 | 4.7092 | 6.4534 | 8.5934 | 9.1426 | 9.3718 | 9.7796 | 9.5463 | 6.9127 | 5.6432 | 4.1906 | 3.6984 | 13.8297 | 13.8297 | 21 | 38 | 74 | 115 | 157 | 155 | 156 | 136 | 86 | 54 | 26 | 16 | 186 | 186 |  | 21 | 38 | 74 | 115 | 157 | 155 | 156 | 136 | 86 | 54 | 26 | 16 | 186 | 186 | 21 | 38 | 74 | 115 | 157 | 155 | 156 | 136 | 86 | 54 | 26 | 16 | 186 | 186 | 21 | 38 | 74 | 115 | 157 | 155 | 156 | 136 | 86 | 54 | 26 | 16 | 186 | 186 | [16 empty] | 0 | 0 | 0 | 0 | 0 | 0 | 0 | 0 | 0 | 0 | 0 | 0 | 0 | 0 | FALSE | 0 | 0 | FALSE | 0 | 0 | 1.1 | - |  |  |  |  | 1
[7 empty] | 49 | [5 empty] | x ( |  | x |  | + |  | - |  | ) - | 0 | = | [12 empty] | FALSE | FALSE | 1 | 1 | 1 | FALSE | TRUE | [14 empty] | 49- | 0 | #N/A | 0 | 0 |  |  |  | 1 | 0 | 15 |  |  |  |  | 4.1258 | 4.7092 | 6.4534 | 8.5934 | 9.1426 | 9.3718 | 9.7796 | 9.5463 | 6.9127 | 5.6432 | 4.1906 | 3.6984 | 13.8297 | 13.8297 | 21 | 38 | 74 | 115 | 157 | 155 | 156 | 136 | 86 | 54 | 26 | 16 | 186 | 186 |  | 21 | 38 | 74 | 115 | 157 | 155 | 156 | 136 | 86 | 54 | 26 | 16 | 186 | 186 | 21 | 38 | 74 | 115 | 157 | 155 | 156 | 136 | 86 | 54 | 26 | 16 | 186 | 186 | 21 | 38 | 74 | 115 | 157 | 155 | 156 | 136 | 86 | 54 | 26 | 16 | 186 | 186 | [16 empty] | 0 | 0 | 0 | 0 | 0 | 0 | 0 | 0 | 0 | 0 | 0 | 0 | 0 | 0 | FALSE | 0 | 0 | FALSE | 0 | 0 | 1.1 | - |  |  |  |  | 1
|  |  | ▼ |  |  |  | 50 | [5 empty] | x ( |  | x |  | + |  | - |  | ) - | 0 | = | [12 empty] | FALSE | FALSE | 1 | 1 | 1 | FALSE | TRUE | [14 empty] | 50- | 0 | #N/A | 0 | 0 |  |  |  | 1 | 0 | 15 |  |  |  |  | 4.1258 | 4.7092 | 6.4534 | 8.5934 | 9.1426 | 9.3718 | 9.7796 | 9.5463 | 6.9127 | 5.6432 | 4.1906 | 3.6984 | 13.8297 | 13.8297 | 21 | 38 | 74 | 115 | 157 | 155 | 156 | 136 | 86 | 54 | 26 | 16 | 186 | 186 |  | 21 | 38 | 74 | 115 | 157 | 155 | 156 | 136 | 86 | 54 | 26 | 16 | 186 | 186 | 21 | 38 | 74 | 115 | 157 | 155 | 156 | 136 | 86 | 54 | 26 | 16 | 186 | 186 | 21 | 38 | 74 | 115 | 157 | 155 | 156 | 136 | 86 | 54 | 26 | 16 | 186 | 186 | [16 empty] | 0 | 0 | 0 | 0 | 0 | 0 | 0 | 0 | 0 | 0 | 0 | 0 | 0 | 0 | FALSE | 0 | 0 | FALSE | 0 | 0 | 1.1 | - |  |  |  |  | 1
[7 empty] | 51 | [5 empty] | x ( |  | x |  | + |  | - |  | ) - | 0 | = | [12 empty] | FALSE | FALSE | 1 | 1 | 1 | FALSE | TRUE | [14 empty] | 51- | 0 | #N/A | 0 | 0 |  |  |  | 1 | 0 | 15 |  |  |  |  | 4.1258 | 4.7092 | 6.4534 | 8.5934 | 9.1426 | 9.3718 | 9.7796 | 9.5463 | 6.9127 | 5.6432 | 4.1906 | 3.6984 | 13.8297 | 13.8297 | 21 | 38 | 74 | 115 | 157 | 155 | 156 | 136 | 86 | 54 | 26 | 16 | 186 | 186 |  | 21 | 38 | 74 | 115 | 157 | 155 | 156 | 136 | 86 | 54 | 26 | 16 | 186 | 186 | 21 | 38 | 74 | 115 | 157 | 155 | 156 | 136 | 86 | 54 | 26 | 16 | 186 | 186 | 21 | 38 | 74 | 115 | 157 | 155 | 156 | 136 | 86 | 54 | 26 | 16 | 186 | 186 | [16 empty] | 0 | 0 | 0 | 0 | 0 | 0 | 0 | 0 | 0 | 0 | 0 | 0 | 0 | 0 | FALSE | 0 | 0 | FALSE | 0 | 0 | 1.1 | - |  |  |  |  | 1
[7 empty] | 52 | [5 empty] | x ( |  | x |  | + |  | - |  | ) - | 0 | = | [12 empty] | FALSE | FALSE | 1 | 1 | 1 | FALSE | TRUE | [14 empty] | 52- | 0 | #N/A | 0 | 0 |  |  |  | 1 | 0 | 15 |  |  |  |  | 4.1258 | 4.7092 | 6.4534 | 8.5934 | 9.1426 | 9.3718 | 9.7796 | 9.5463 | 6.9127 | 5.6432 | 4.1906 | 3.6984 | 13.8297 | 13.8297 | 21 | 38 | 74 | 115 | 157 | 155 | 156 | 136 | 86 | 54 | 26 | 16 | 186 | 186 |  | 21 | 38 | 74 | 115 | 157 | 155 | 156 | 136 | 86 | 54 | 26 | 16 | 186 | 186 | 21 | 38 | 74 | 115 | 157 | 155 | 156 | 136 | 86 | 54 | 26 | 16 | 186 | 186 | 21 | 38 | 74 | 115 | 157 | 155 | 156 | 136 | 86 | 54 | 26 | 16 | 186 | 186 | [16 empty] | 0 | 0 | 0 | 0 | 0 | 0 | 0 | 0 | 0 | 0 | 0 | 0 | 0 | 0 | FALSE | 0 | 0 | FALSE | 0 | 0 | 1.1 | - |  |  |  |  | 1
[7 empty] | 53 | [5 empty] | x ( |  | x |  | + |  | - |  | ) - | 0 | = | [12 empty] | FALSE | FALSE | 1 | 1 | 1 | FALSE | TRUE | [14 empty] | 53- | 0 | #N/A | 0 | 0 |  |  |  | 1 | 0 | 15 |  |  |  |  | 4.1258 | 4.7092 | 6.4534 | 8.5934 | 9.1426 | 9.3718 | 9.7796 | 9.5463 | 6.9127 | 5.6432 | 4.1906 | 3.6984 | 13.8297 | 13.8297 | 21 | 38 | 74 | 115 | 157 | 155 | 156 | 136 | 86 | 54 | 26 | 16 | 186 | 186 |  | 21 | 38 | 74 | 115 | 157 | 155 | 156 | 136 | 86 | 54 | 26 | 16 | 186 | 186 | 21 | 38 | 74 | 115 | 157 | 155 | 156 | 136 | 86 | 54 | 26 | 16 | 186 | 186 | 21 | 38 | 74 | 115 | 157 | 155 | 156 | 136 | 86 | 54 | 26 | 16 | 186 | 186 | [16 empty] | 0 | 0 | 0 | 0 | 0 | 0 | 0 | 0 | 0 | 0 | 0 | 0 | 0 | 0 | FALSE | 0 | 0 | FALSE | 0 | 0 | 1.1 | - |  |  |  |  | 1
[7 empty] | 54 | [5 empty] | x ( |  | x |  | + |  | - |  | ) - | 0 | = | [12 empty] | FALSE | FALSE | 1 | 1 | 1 | FALSE | TRUE | [14 empty] | 54- | 0 | #N/A | 0 | 0 |  |  |  | 1 | 0 | 15 |  |  |  |  | 4.1258 | 4.7092 | 6.4534 | 8.5934 | 9.1426 | 9.3718 | 9.7796 | 9.5463 | 6.9127 | 5.6432 | 4.1906 | 3.6984 | 13.8297 | 13.8297 | 21 | 38 | 74 | 115 | 157 | 155 | 156 | 136 | 86 | 54 | 26 | 16 | 186 | 186 |  | 21 | 38 | 74 | 115 | 157 | 155 | 156 | 136 | 86 | 54 | 26 | 16 | 186 | 186 | 21 | 38 | 74 | 115 | 157 | 155 | 156 | 136 | 86 | 54 | 26 | 16 | 186 | 186 | 21 | 38 | 74 | 115 | 157 | 155 | 156 | 136 | 86 | 54 | 26 | 16 | 186 | 186 | [16 empty] | 0 | 0 | 0 | 0 | 0 | 0 | 0 | 0 | 0 | 0 | 0 | 0 | 0 | 0 | FALSE | 0 | 0 | FALSE | 0 | 0 | 1.1 | - |  |  |  |  | 1
[7 empty] | 55 | [5 empty] | x ( |  | x |  | + |  | - |  | ) - | 0 | = | [12 empty] | FALSE | FALSE | 1 | 1 | 1 | FALSE | TRUE | [14 empty] | 55- | 0 | #N/A | 0 | 0 |  |  |  | 1 | 0 | 15 |  |  |  |  | 4.1258 | 4.7092 | 6.4534 | 8.5934 | 9.1426 | 9.3718 | 9.7796 | 9.5463 | 6.9127 | 5.6432 | 4.1906 | 3.6984 | 13.8297 | 13.8297 | 21 | 38 | 74 | 115 | 157 | 155 | 156 | 136 | 86 | 54 | 26 | 16 | 186 | 186 |  | 21 | 38 | 74 | 115 | 157 | 155 | 156 | 136 | 86 | 54 | 26 | 16 | 186 | 186 | 21 | 38 | 74 | 115 | 157 | 155 | 156 | 136 | 86 | 54 | 26 | 16 | 186 | 186 | 21 | 38 | 74 | 115 | 157 | 155 | 156 | 136 | 86 | 54 | 26 | 16 | 186 | 186 | [16 empty] | 0 | 0 | 0 | 0 | 0 | 0 | 0 | 0 | 0 | 0 | 0 | 0 | 0 | 0 | FALSE | 0 | 0 | FALSE | 0 | 0 | 1.1 | - |  |  |  |  | 1
[7 empty] | 56 | [5 empty] | x ( |  | x |  | + |  | - |  | ) - | 0 | = | [12 empty] | FALSE | FALSE | 1 | 1 | 1 | FALSE | TRUE | [14 empty] | 56- | 0 | #N/A | 0 | 0 |  |  |  | 1 | 0 | 15 |  |  |  |  | 4.1258 | 4.7092 | 6.4534 | 8.5934 | 9.1426 | 9.3718 | 9.7796 | 9.5463 | 6.9127 | 5.6432 | 4.1906 | 3.6984 | 13.8297 | 13.8297 | 21 | 38 | 74 | 115 | 157 | 155 | 156 | 136 | 86 | 54 | 26 | 16 | 186 | 186 |  | 21 | 38 | 74 | 115 | 157 | 155 | 156 | 136 | 86 | 54 | 26 | 16 | 186 | 186 | 21 | 38 | 74 | 115 | 157 | 155 | 156 | 136 | 86 | 54 | 26 | 16 | 186 | 186 | 21 | 38 | 74 | 115 | 157 | 155 | 156 | 136 | 86 | 54 | 26 | 16 | 186 | 186 | [16 empty] | 0 | 0 | 0 | 0 | 0 | 0 | 0 | 0 | 0 | 0 | 0 | 0 | 0 | 0 | FALSE | 0 | 0 | FALSE | 0 | 0 | 1.1 | - |  |  |  |  | 1
[7 empty] | 57 | [5 empty] | x ( |  | x |  | + |  | - |  | ) - | 0 | = | [12 empty] | FALSE | FALSE | 1 | 1 | 1 | FALSE | TRUE | [14 empty] | 57- | 0 | #N/A | 0 | 0 |  |  |  | 1 | 0 | 15 |  |  |  |  | 4.1258 | 4.7092 | 6.4534 | 8.5934 | 9.1426 | 9.3718 | 9.7796 | 9.5463 | 6.9127 | 5.6432 | 4.1906 | 3.6984 | 13.8297 | 13.8297 | 21 | 38 | 74 | 115 | 157 | 155 | 156 | 136 | 86 | 54 | 26 | 16 | 186 | 186 |  | 21 | 38 | 74 | 115 | 157 | 155 | 156 | 136 | 86 | 54 | 26 | 16 | 186 | 186 | 21 | 38 | 74 | 115 | 157 | 155 | 156 | 136 | 86 | 54 | 26 | 16 | 186 | 186 | 21 | 38 | 74 | 115 | 157 | 155 | 156 | 136 | 86 | 54 | 26 | 16 | 186 | 186 | [16 empty] | 0 | 0 | 0 | 0 | 0 | 0 | 0 | 0 | 0 | 0 | 0 | 0 | 0 | 0 | FALSE | 0 | 0 | FALSE | 0 | 0 | 1.1 | - |  |  |  |  | 1
[7 empty] | 58 | [5 empty] | x ( |  | x |  | + |  | - |  | ) - | 0 | = | [12 empty] | FALSE | FALSE | 1 | 1 | 1 | FALSE | TRUE | [14 empty] | 58- | 0 | #N/A | 0 | 0 |  |  |  | 1 | 0 | 15 |  |  |  |  | 4.1258 | 4.7092 | 6.4534 | 8.5934 | 9.1426 | 9.3718 | 9.7796 | 9.5463 | 6.9127 | 5.6432 | 4.1906 | 3.6984 | 13.8297 | 13.8297 | 21 | 38 | 74 | 115 | 157 | 155 | 156 | 136 | 86 | 54 | 26 | 16 | 186 | 186 |  | 21 | 38 | 74 | 115 | 157 | 155 | 156 | 136 | 86 | 54 | 26 | 16 | 186 | 186 | 21 | 38 | 74 | 115 | 157 | 155 | 156 | 136 | 86 | 54 | 26 | 16 | 186 | 186 | 21 | 38 | 74 | 115 | 157 | 155 | 156 | 136 | 86 | 54 | 26 | 16 | 186 | 186 | [16 empty] | 0 | 0 | 0 | 0 | 0 | 0 | 0 | 0 | 0 | 0 | 0 | 0 | 0 | 0 | FALSE | 0 | 0 | FALSE | 0 | 0 | 1.1 | - |  |  |  |  | 1
[7 empty] | 59 | [5 empty] | x ( |  | x |  | + |  | - |  | ) - | 0 | = | [12 empty] | FALSE | FALSE | 1 | 1 | 1 | FALSE | TRUE | [14 empty] | 59- | 0 | #N/A | 0 | 0 |  |  |  | 1 | 0 | 15 |  |  |  |  | 4.1258 | 4.7092 | 6.4534 | 8.5934 | 9.1426 | 9.3718 | 9.7796 | 9.5463 | 6.9127 | 5.6432 | 4.1906 | 3.6984 | 13.8297 | 13.8297 | 21 | 38 | 74 | 115 | 157 | 155 | 156 | 136 | 86 | 54 | 26 | 16 | 186 | 186 |  | 21 | 38 | 74 | 115 | 157 | 155 | 156 | 136 | 86 | 54 | 26 | 16 | 186 | 186 | 21 | 38 | 74 | 115 | 157 | 155 | 156 | 136 | 86 | 54 | 26 | 16 | 186 | 186 | 21 | 38 | 74 | 115 | 157 | 155 | 156 | 136 | 86 | 54 | 26 | 16 | 186 | 186 | [16 empty] | 0 | 0 | 0 | 0 | 0 | 0 | 0 | 0 | 0 | 0 | 0 | 0 | 0 | 0 | FALSE | 0 | 0 | FALSE | 0 | 0 | 1.1 | - |  |  |  |  | 1
[7 empty] | 60 | [5 empty] | x ( |  | x |  | + |  | - |  | ) - | 0 | = | [12 empty] | FALSE | FALSE | 1 | 1 | 1 | FALSE | TRUE | [14 empty] | 60- | 0 | #N/A | 0 | 0 |  |  |  | 1 | 0 | 15 |  |  |  |  | 4.1258 | 4.7092 | 6.4534 | 8.5934 | 9.1426 | 9.3718 | 9.7796 | 9.5463 | 6.9127 | 5.6432 | 4.1906 | 3.6984 | 13.8297 | 13.8297 | 21 | 38 | 74 | 115 | 157 | 155 | 156 | 136 | 86 | 54 | 26 | 16 | 186 | 186 |  | 21 | 38 | 74 | 115 | 157 | 155 | 156 | 136 | 86 | 54 | 26 | 16 | 186 | 186 | 21 | 38 | 74 | 115 | 157 | 155 | 156 | 136 | 86 | 54 | 26 | 16 | 186 | 186 | 21 | 38 | 74 | 115 | 157 | 155 | 156 | 136 | 86 | 54 | 26 | 16 | 186 | 186 | [16 empty] | 0 | 0 | 0 | 0 | 0 | 0 | 0 | 0 | 0 | 0 | 0 | 0 | 0 | 0 | FALSE | 0 | 0 | FALSE | 0 | 0 | 1.1 | - |  |  |  |  | 1
[7 empty] | 61 | [5 empty] | x ( |  | x |  | + |  | - |  | ) - | 0 | = | [12 empty] | FALSE | FALSE | 1 | 1 | 1 | FALSE | TRUE | [14 empty] | 61- | 0 | #N/A | 0 | 0 |  |  |  | 1 | 0 | 15 |  |  |  |  | 4.1258 | 4.7092 | 6.4534 | 8.5934 | 9.1426 | 9.3718 | 9.7796 | 9.5463 | 6.9127 | 5.6432 | 4.1906 | 3.6984 | 13.8297 | 13.8297 | 21 | 38 | 74 | 115 | 157 | 155 | 156 | 136 | 86 | 54 | 26 | 16 | 186 | 186 |  | 21 | 38 | 74 | 115 | 157 | 155 | 156 | 136 | 86 | 54 | 26 | 16 | 186 | 186 | 21 | 38 | 74 | 115 | 157 | 155 | 156 | 136 | 86 | 54 | 26 | 16 | 186 | 186 | 21 | 38 | 74 | 115 | 157 | 155 | 156 | 136 | 86 | 54 | 26 | 16 | 186 | 186 | [16 empty] | 0 | 0 | 0 | 0 | 0 | 0 | 0 | 0 | 0 | 0 | 0 | 0 | 0 | 0 | FALSE | 0 | 0 | FALSE | 0 | 0 | 1.1 | - |  |  |  |  | 1
[7 empty] | 62 | [5 empty] | x ( |  | x |  | + |  | - |  | ) - | 0 | = | [12 empty] | FALSE | FALSE | 1 | 1 | 1 | FALSE | TRUE | [14 empty] | 62- | 0 | #N/A | 0 | 0 |  |  |  | 1 | 0 | 15 |  |  |  |  | 4.1258 | 4.7092 | 6.4534 | 8.5934 | 9.1426 | 9.3718 | 9.7796 | 9.5463 | 6.9127 | 5.6432 | 4.1906 | 3.6984 | 13.8297 | 13.8297 | 21 | 38 | 74 | 115 | 157 | 155 | 156 | 136 | 86 | 54 | 26 | 16 | 186 | 186 |  | 21 | 38 | 74 | 115 | 157 | 155 | 156 | 136 | 86 | 54 | 26 | 16 | 186 | 186 | 21 | 38 | 74 | 115 | 157 | 155 | 156 | 136 | 86 | 54 | 26 | 16 | 186 | 186 | 21 | 38 | 74 | 115 | 157 | 155 | 156 | 136 | 86 | 54 | 26 | 16 | 186 | 186 | [16 empty] | 0 | 0 | 0 | 0 | 0 | 0 | 0 | 0 | 0 | 0 | 0 | 0 | 0 | 0 | FALSE | 0 | 0 | FALSE | 0 | 0 | 1.1 | - |  |  |  |  | 1
[7 empty] | 63 | [5 empty] | x ( |  | x |  | + |  | - |  | ) - | 0 | = | [12 empty] | FALSE | FALSE | 1 | 1 | 1 | FALSE | TRUE | [14 empty] | 63- | 0 | #N/A | 0 | 0 |  |  |  | 1 | 0 | 15 |  |  |  |  | 4.1258 | 4.7092 | 6.4534 | 8.5934 | 9.1426 | 9.3718 | 9.7796 | 9.5463 | 6.9127 | 5.6432 | 4.1906 | 3.6984 | 13.8297 | 13.8297 | 21 | 38 | 74 | 115 | 157 | 155 | 156 | 136 | 86 | 54 | 26 | 16 | 186 | 186 |  | 21 | 38 | 74 | 115 | 157 | 155 | 156 | 136 | 86 | 54 | 26 | 16 | 186 | 186 | 21 | 38 | 74 | 115 | 157 | 155 | 156 | 136 | 86 | 54 | 26 | 16 | 186 | 186 | 21 | 38 | 74 | 115 | 157 | 155 | 156 | 136 | 86 | 54 | 26 | 16 | 186 | 186 | [16 empty] | 0 | 0 | 0 | 0 | 0 | 0 | 0 | 0 | 0 | 0 | 0 | 0 | 0 | 0 | FALSE | 0 | 0 | FALSE | 0 | 0 | 1.1 | - |  |  |  |  | 1
[7 empty] | 64 | [5 empty] | x ( |  | x |  | + |  | - |  | ) - | 0 | = | [12 empty] | FALSE | FALSE | 1 | 1 | 1 | FALSE | TRUE | [14 empty] | 64- | 0 | #N/A | 0 | 0 |  |  |  | 1 | 0 | 15 |  |  |  |  | 4.1258 | 4.7092 | 6.4534 | 8.5934 | 9.1426 | 9.3718 | 9.7796 | 9.5463 | 6.9127 | 5.6432 | 4.1906 | 3.6984 | 13.8297 | 13.8297 | 21 | 38 | 74 | 115 | 157 | 155 | 156 | 136 | 86 | 54 | 26 | 16 | 186 | 186 |  | 21 | 38 | 74 | 115 | 157 | 155 | 156 | 136 | 86 | 54 | 26 | 16 | 186 | 186 | 21 | 38 | 74 | 115 | 157 | 155 | 156 | 136 | 86 | 54 | 26 | 16 | 186 | 186 | 21 | 38 | 74 | 115 | 157 | 155 | 156 | 136 | 86 | 54 | 26 | 16 | 186 | 186 | [16 empty] | 0 | 0 | 0 | 0 | 0 | 0 | 0 | 0 | 0 | 0 | 0 | 0 | 0 | 0 | FALSE | 0 | 0 | FALSE | 0 | 0 | 1.1 | - |  |  |  |  | 1
[7 empty] | 65 | [5 empty] | x ( |  | x |  | + |  | - |  | ) - | 0 | = | [12 empty] | FALSE | FALSE | 1 | 1 | 1 | FALSE | TRUE | [14 empty] | 65- | 0 | #N/A | 0 | 0 |  |  |  | 1 | 0 | 15 |  |  |  |  | 4.1258 | 4.7092 | 6.4534 | 8.5934 | 9.1426 | 9.3718 | 9.7796 | 9.5463 | 6.9127 | 5.6432 | 4.1906 | 3.6984 | 13.8297 | 13.8297 | 21 | 38 | 74 | 115 | 157 | 155 | 156 | 136 | 86 | 54 | 26 | 16 | 186 | 186 |  | 21 | 38 | 74 | 115 | 157 | 155 | 156 | 136 | 86 | 54 | 26 | 16 | 186 | 186 | 21 | 38 | 74 | 115 | 157 | 155 | 156 | 136 | 86 | 54 | 26 | 16 | 186 | 186 | 21 | 38 | 74 | 115 | 157 | 155 | 156 | 136 | 86 | 54 | 26 | 16 | 186 | 186 | [16 empty] | 0 | 0 | 0 | 0 | 0 | 0 | 0 | 0 | 0 | 0 | 0 | 0 | 0 | 0 | FALSE | 0 | 0 | FALSE | 0 | 0 | 1.1 | - |  |  |  |  | 1
[7 empty] | 66 | [5 empty] | x ( |  | x |  | + |  | - |  | ) - | 0 | = | [12 empty] | FALSE | FALSE | 1 | 1 | 1 | FALSE | TRUE | [14 empty] | 66- | 0 | #N/A | 0 | 0 |  |  |  | 1 | 0 | 15 |  |  |  |  | 4.1258 | 4.7092 | 6.4534 | 8.5934 | 9.1426 | 9.3718 | 9.7796 | 9.5463 | 6.9127 | 5.6432 | 4.1906 | 3.6984 | 13.8297 | 13.8297 | 21 | 38 | 74 | 115 | 157 | 155 | 156 | 136 | 86 | 54 | 26 | 16 | 186 | 186 |  | 21 | 38 | 74 | 115 | 157 | 155 | 156 | 136 | 86 | 54 | 26 | 16 | 186 | 186 | 21 | 38 | 74 | 115 | 157 | 155 | 156 | 136 | 86 | 54 | 26 | 16 | 186 | 186 | 21 | 38 | 74 | 115 | 157 | 155 | 156 | 136 | 86 | 54 | 26 | 16 | 186 | 186 | [16 empty] | 0 | 0 | 0 | 0 | 0 | 0 | 0 | 0 | 0 | 0 | 0 | 0 | 0 | 0 | FALSE | 0 | 0 | FALSE | 0 | 0 | 1.1 | - |  |  |  |  | 1
[7 empty] | 67 | [5 empty] | x ( |  | x |  | + |  | - |  | ) - | 0 | = | [12 empty] | FALSE | FALSE | 1 | 1 | 1 | FALSE | TRUE | [14 empty] | 67- | 0 | #N/A | 0 | 0 |  |  |  | 1 | 0 | 15 |  |  |  |  | 4.1258 | 4.7092 | 6.4534 | 8.5934 | 9.1426 | 9.3718 | 9.7796 | 9.5463 | 6.9127 | 5.6432 | 4.1906 | 3.6984 | 13.8297 | 13.8297 | 21 | 38 | 74 | 115 | 157 | 155 | 156 | 136 | 86 | 54 | 26 | 16 | 186 | 186 |  | 21 | 38 | 74 | 115 | 157 | 155 | 156 | 136 | 86 | 54 | 26 | 16 | 186 | 186 | 21 | 38 | 74 | 115 | 157 | 155 | 156 | 136 | 86 | 54 | 26 | 16 | 186 | 186 | 21 | 38 | 74 | 115 | 157 | 155 | 156 | 136 | 86 | 54 | 26 | 16 | 186 | 186 | [16 empty] | 0 | 0 | 0 | 0 | 0 | 0 | 0 | 0 | 0 | 0 | 0 | 0 | 0 | 0 | FALSE | 0 | 0 | FALSE | 0 | 0 | 1.1 | - |  |  |  |  | 1
[7 empty] | 68 | [5 empty] | x ( |  | x |  | + |  | - |  | ) - | 0 | = | [12 empty] | FALSE | FALSE | 1 | 1 | 1 | FALSE | TRUE | [14 empty] | 68- | 0 | #N/A | 0 | 0 |  |  |  | 1 | 0 | 15 |  |  |  |  | 4.1258 | 4.7092 | 6.4534 | 8.5934 | 9.1426 | 9.3718 | 9.7796 | 9.5463 | 6.9127 | 5.6432 | 4.1906 | 3.6984 | 13.8297 | 13.8297 | 21 | 38 | 74 | 115 | 157 | 155 | 156 | 136 | 86 | 54 | 26 | 16 | 186 | 186 |  | 21 | 38 | 74 | 115 | 157 | 155 | 156 | 136 | 86 | 54 | 26 | 16 | 186 | 186 | 21 | 38 | 74 | 115 | 157 | 155 | 156 | 136 | 86 | 54 | 26 | 16 | 186 | 186 | 21 | 38 | 74 | 115 | 157 | 155 | 156 | 136 | 86 | 54 | 26 | 16 | 186 | 186 | [16 empty] | 0 | 0 | 0 | 0 | 0 | 0 | 0 | 0 | 0 | 0 | 0 | 0 | 0 | 0 | FALSE | 0 | 0 | FALSE | 0 | 0 | 1.1 | - |  |  |  |  | 1
[7 empty] | 69 | [5 empty] | x ( |  | x |  | + |  | - |  | ) - | 0 | = | [12 empty] | FALSE | FALSE | 1 | 1 | 1 | FALSE | TRUE | [14 empty] | 69- | 0 | #N/A | 0 | 0 |  |  |  | 1 | 0 | 15 |  |  |  |  | 4.1258 | 4.7092 | 6.4534 | 8.5934 | 9.1426 | 9.3718 | 9.7796 | 9.5463 | 6.9127 | 5.6432 | 4.1906 | 3.6984 | 13.8297 | 13.8297 | 21 | 38 | 74 | 115 | 157 | 155 | 156 | 136 | 86 | 54 | 26 | 16 | 186 | 186 |  | 21 | 38 | 74 | 115 | 157 | 155 | 156 | 136 | 86 | 54 | 26 | 16 | 186 | 186 | 21 | 38 | 74 | 115 | 157 | 155 | 156 | 136 | 86 | 54 | 26 | 16 | 186 | 186 | 21 | 38 | 74 | 115 | 157 | 155 | 156 | 136 | 86 | 54 | 26 | 16 | 186 | 186 | [16 empty] | 0 | 0 | 0 | 0 | 0 | 0 | 0 | 0 | 0 | 0 | 0 | 0 | 0 | 0 | FALSE | 0 | 0 | FALSE | 0 | 0 | 1.1 | - |  |  |  |  | 1
[7 empty] | 70 | [5 empty] | x ( |  | x |  | + |  | - |  | ) - | 0 | = | [12 empty] | FALSE | FALSE | 1 | 1 | 1 | FALSE | TRUE | [14 empty] | 70- | 0 | #N/A | 0 | 0 |  |  |  | 1 | 0 | 15 |  |  |  |  | 4.1258 | 4.7092 | 6.4534 | 8.5934 | 9.1426 | 9.3718 | 9.7796 | 9.5463 | 6.9127 | 5.6432 | 4.1906 | 3.6984 | 13.8297 | 13.8297 | 21 | 38 | 74 | 115 | 157 | 155 | 156 | 136 | 86 | 54 | 26 | 16 | 186 | 186 |  | 21 | 38 | 74 | 115 | 157 | 155 | 156 | 136 | 86 | 54 | 26 | 16 | 186 | 186 | 21 | 38 | 74 | 115 | 157 | 155 | 156 | 136 | 86 | 54 | 26 | 16 | 186 | 186 | 21 | 38 | 74 | 115 | 157 | 155 | 156 | 136 | 86 | 54 | 26 | 16 | 186 | 186 | [16 empty] | 0 | 0 | 0 | 0 | 0 | 0 | 0 | 0 | 0 | 0 | 0 | 0 | 0 | 0 | FALSE | 0 | 0 | FALSE | 0 | 0 | 1.1 | - |  |  |  |  | 1
[7 empty] | 71 | [5 empty] | x ( |  | x |  | + |  | - |  | ) - | 0 | = | [12 empty] | FALSE | FALSE | 1 | 1 | 1 | FALSE | TRUE | [14 empty] | 71- | 0 | #N/A | 0 | 0 |  |  |  | 1 | 0 | 15 |  |  |  |  | 4.1258 | 4.7092 | 6.4534 | 8.5934 | 9.1426 | 9.3718 | 9.7796 | 9.5463 | 6.9127 | 5.6432 | 4.1906 | 3.6984 | 13.8297 | 13.8297 | 21 | 38 | 74 | 115 | 157 | 155 | 156 | 136 | 86 | 54 | 26 | 16 | 186 | 186 |  | 21 | 38 | 74 | 115 | 157 | 155 | 156 | 136 | 86 | 54 | 26 | 16 | 186 | 186 | 21 | 38 | 74 | 115 | 157 | 155 | 156 | 136 | 86 | 54 | 26 | 16 | 186 | 186 | 21 | 38 | 74 | 115 | 157 | 155 | 156 | 136 | 86 | 54 | 26 | 16 | 186 | 186 | [16 empty] | 0 | 0 | 0 | 0 | 0 | 0 | 0 | 0 | 0 | 0 | 0 | 0 | 0 | 0 | FALSE | 0 | 0 | FALSE | 0 | 0 | 1.1 | - |  |  |  |  | 1
[7 empty] | 72 | [5 empty] | x ( |  | x |  | + |  | - |  | ) - | 0 | = | [12 empty] | FALSE | FALSE | 1 | 1 | 1 | FALSE | TRUE | [14 empty] | 72- | 0 | #N/A | 0 | 0 |  |  |  | 1 | 0 | 15 |  |  |  |  | 4.1258 | 4.7092 | 6.4534 | 8.5934 | 9.1426 | 9.3718 | 9.7796 | 9.5463 | 6.9127 | 5.6432 | 4.1906 | 3.6984 | 13.8297 | 13.8297 | 21 | 38 | 74 | 115 | 157 | 155 | 156 | 136 | 86 | 54 | 26 | 16 | 186 | 186 |  | 21 | 38 | 74 | 115 | 157 | 155 | 156 | 136 | 86 | 54 | 26 | 16 | 186 | 186 | 21 | 38 | 74 | 115 | 157 | 155 | 156 | 136 | 86 | 54 | 26 | 16 | 186 | 186 | 21 | 38 | 74 | 115 | 157 | 155 | 156 | 136 | 86 | 54 | 26 | 16 | 186 | 186 | [16 empty] | 0 | 0 | 0 | 0 | 0 | 0 | 0 | 0 | 0 | 0 | 0 | 0 | 0 | 0 | FALSE | 0 | 0 | FALSE | 0 | 0 | 1.1 | - |  |  |  |  | 1
[7 empty] | 73 | [5 empty] | x ( |  | x |  | + |  | - |  | ) - | 0 | = | [12 empty] | FALSE | FALSE | 1 | 1 | 1 | FALSE | TRUE | [14 empty] | 73- | 0 | #N/A | 0 | 0 |  |  |  | 1 | 0 | 15 |  |  |  |  | 4.1258 | 4.7092 | 6.4534 | 8.5934 | 9.1426 | 9.3718 | 9.7796 | 9.5463 | 6.9127 | 5.6432 | 4.1906 | 3.6984 | 13.8297 | 13.8297 | 21 | 38 | 74 | 115 | 157 | 155 | 156 | 136 | 86 | 54 | 26 | 16 | 186 | 186 |  | 21 | 38 | 74 | 115 | 157 | 155 | 156 | 136 | 86 | 54 | 26 | 16 | 186 | 186 | 21 | 38 | 74 | 115 | 157 | 155 | 156 | 136 | 86 | 54 | 26 | 16 | 186 | 186 | 21 | 38 | 74 | 115 | 157 | 155 | 156 | 136 | 86 | 54 | 26 | 16 | 186 | 186 | [16 empty] | 0 | 0 | 0 | 0 | 0 | 0 | 0 | 0 | 0 | 0 | 0 | 0 | 0 | 0 | FALSE | 0 | 0 | FALSE | 0 | 0 | 1.1 | - |  |  |  |  | 1
[7 empty] | 74 | [5 empty] | x ( |  | x |  | + |  | - |  | ) - | 0 | = | [12 empty] | FALSE | FALSE | 1 | 1 | 1 | FALSE | TRUE | [14 empty] | 74- | 0 | #N/A | 0 | 0 |  |  |  | 1 | 0 | 15 |  |  |  |  | 4.1258 | 4.7092 | 6.4534 | 8.5934 | 9.1426 | 9.3718 | 9.7796 | 9.5463 | 6.9127 | 5.6432 | 4.1906 | 3.6984 | 13.8297 | 13.8297 | 21 | 38 | 74 | 115 | 157 | 155 | 156 | 136 | 86 | 54 | 26 | 16 | 186 | 186 |  | 21 | 38 | 74 | 115 | 157 | 155 | 156 | 136 | 86 | 54 | 26 | 16 | 186 | 186 | 21 | 38 | 74 | 115 | 157 | 155 | 156 | 136 | 86 | 54 | 26 | 16 | 186 | 186 | 21 | 38 | 74 | 115 | 157 | 155 | 156 | 136 | 86 | 54 | 26 | 16 | 186 | 186 | [16 empty] | 0 | 0 | 0 | 0 | 0 | 0 | 0 | 0 | 0 | 0 | 0 | 0 | 0 | 0 | FALSE | 0 | 0 | FALSE | 0 | 0 | 1.1 | - |  |  |  |  | 1
[7 empty] | 75 | [5 empty] | x ( |  | x |  | + |  | - |  | ) - | 0 | = | [12 empty] | FALSE | FALSE | 1 | 1 | 1 | FALSE | TRUE | [14 empty] | 75- | 0 | #N/A | 0 | 0 |  |  |  | 1 | 0 | 15 |  |  |  |  | 4.1258 | 4.7092 | 6.4534 | 8.5934 | 9.1426 | 9.3718 | 9.7796 | 9.5463 | 6.9127 | 5.6432 | 4.1906 | 3.6984 | 13.8297 | 13.8297 | 21 | 38 | 74 | 115 | 157 | 155 | 156 | 136 | 86 | 54 | 26 | 16 | 186 | 186 |  | 21 | 38 | 74 | 115 | 157 | 155 | 156 | 136 | 86 | 54 | 26 | 16 | 186 | 186 | 21 | 38 | 74 | 115 | 157 | 155 | 156 | 136 | 86 | 54 | 26 | 16 | 186 | 186 | 21 | 38 | 74 | 115 | 157 | 155 | 156 | 136 | 86 | 54 | 26 | 16 | 186 | 186 | [16 empty] | 0 | 0 | 0 | 0 | 0 | 0 | 0 | 0 | 0 | 0 | 0 | 0 | 0 | 0 | FALSE | 0 | 0 | FALSE | 0 | 0 | 1.1 | - |  |  |  |  | 1
[7 empty] | 76 | [5 empty] | x ( |  | x |  | + |  | - |  | ) - | 0 | = | [12 empty] | FALSE | FALSE | 1 | 1 | 1 | FALSE | TRUE | [14 empty] | 76- | 0 | #N/A | 0 | 0 |  |  |  | 1 | 0 | 15 |  |  |  |  | 4.1258 | 4.7092 | 6.4534 | 8.5934 | 9.1426 | 9.3718 | 9.7796 | 9.5463 | 6.9127 | 5.6432 | 4.1906 | 3.6984 | 13.8297 | 13.8297 | 21 | 38 | 74 | 115 | 157 | 155 | 156 | 136 | 86 | 54 | 26 | 16 | 186 | 186 |  | 21 | 38 | 74 | 115 | 157 | 155 | 156 | 136 | 86 | 54 | 26 | 16 | 186 | 186 | 21 | 38 | 74 | 115 | 157 | 155 | 156 | 136 | 86 | 54 | 26 | 16 | 186 | 186 | 21 | 38 | 74 | 115 | 157 | 155 | 156 | 136 | 86 | 54 | 26 | 16 | 186 | 186 | [16 empty] | 0 | 0 | 0 | 0 | 0 | 0 | 0 | 0 | 0 | 0 | 0 | 0 | 0 | 0 | FALSE | 0 | 0 | FALSE | 0 | 0 | 1.1 | - |  |  |  |  | 1
[7 empty] | 77 | [5 empty] | x ( |  | x |  | + |  | - |  | ) - | 0 | = | [12 empty] | FALSE | FALSE | 1 | 1 | 1 | FALSE | TRUE | [14 empty] | 77- | 0 | #N/A | 0 | 0 |  |  |  | 1 | 0 | 15 |  |  |  |  | 4.1258 | 4.7092 | 6.4534 | 8.5934 | 9.1426 | 9.3718 | 9.7796 | 9.5463 | 6.9127 | 5.6432 | 4.1906 | 3.6984 | 13.8297 | 13.8297 | 21 | 38 | 74 | 115 | 157 | 155 | 156 | 136 | 86 | 54 | 26 | 16 | 186 | 186 |  | 21 | 38 | 74 | 115 | 157 | 155 | 156 | 136 | 86 | 54 | 26 | 16 | 186 | 186 | 21 | 38 | 74 | 115 | 157 | 155 | 156 | 136 | 86 | 54 | 26 | 16 | 186 | 186 | 21 | 38 | 74 | 115 | 157 | 155 | 156 | 136 | 86 | 54 | 26 | 16 | 186 | 186 | [16 empty] | 0 | 0 | 0 | 0 | 0 | 0 | 0 | 0 | 0 | 0 | 0 | 0 | 0 | 0 | FALSE | 0 | 0 | FALSE | 0 | 0 | 1.1 | - |  |  |  |  | 1
[7 empty] | 78 | [5 empty] | x ( |  | x |  | + |  | - |  | ) - | 0 | = | [12 empty] | FALSE | FALSE | 1 | 1 | 1 | FALSE | TRUE | [14 empty] | 78- | 0 | #N/A | 0 | 0 |  |  |  | 1 | 0 | 15 |  |  |  |  | 4.1258 | 4.7092 | 6.4534 | 8.5934 | 9.1426 | 9.3718 | 9.7796 | 9.5463 | 6.9127 | 5.6432 | 4.1906 | 3.6984 | 13.8297 | 13.8297 | 21 | 38 | 74 | 115 | 157 | 155 | 156 | 136 | 86 | 54 | 26 | 16 | 186 | 186 |  | 21 | 38 | 74 | 115 | 157 | 155 | 156 | 136 | 86 | 54 | 26 | 16 | 186 | 186 | 21 | 38 | 74 | 115 | 157 | 155 | 156 | 136 | 86 | 54 | 26 | 16 | 186 | 186 | 21 | 38 | 74 | 115 | 157 | 155 | 156 | 136 | 86 | 54 | 26 | 16 | 186 | 186 | [16 empty] | 0 | 0 | 0 | 0 | 0 | 0 | 0 | 0 | 0 | 0 | 0 | 0 | 0 | 0 | FALSE | 0 | 0 | FALSE | 0 | 0 | 1.1 | - |  |  |  |  | 1
[7 empty] | 79 | [5 empty] | x ( |  | x |  | + |  | - |  | ) - | 0 | = | [12 empty] | FALSE | FALSE | 1 | 1 | 1 | FALSE | TRUE | [14 empty] | 79- | 0 | #N/A | 0 | 0 |  |  |  | 1 | 0 | 15 |  |  |  |  | 4.1258 | 4.7092 | 6.4534 | 8.5934 | 9.1426 | 9.3718 | 9.7796 | 9.5463 | 6.9127 | 5.6432 | 4.1906 | 3.6984 | 13.8297 | 13.8297 | 21 | 38 | 74 | 115 | 157 | 155 | 156 | 136 | 86 | 54 | 26 | 16 | 186 | 186 |  | 21 | 38 | 74 | 115 | 157 | 155 | 156 | 136 | 86 | 54 | 26 | 16 | 186 | 186 | 21 | 38 | 74 | 115 | 157 | 155 | 156 | 136 | 86 | 54 | 26 | 16 | 186 | 186 | 21 | 38 | 74 | 115 | 157 | 155 | 156 | 136 | 86 | 54 | 26 | 16 | 186 | 186 | [16 empty] | 0 | 0 | 0 | 0 | 0 | 0 | 0 | 0 | 0 | 0 | 0 | 0 | 0 | 0 | FALSE | 0 | 0 | FALSE | 0 | 0 | 1.1 | - |  |  |  |  | 1
[7 empty] | 80 | [5 empty] | x ( |  | x |  | + |  | - |  | ) - | 0 | = | [12 empty] | FALSE | FALSE | 1 | 1 | 1 | FALSE | TRUE | [14 empty] | 80- | 0 | #N/A | 0 | 0 |  |  |  | 1 | 0 | 15 |  |  |  |  | 4.1258 | 4.7092 | 6.4534 | 8.5934 | 9.1426 | 9.3718 | 9.7796 | 9.5463 | 6.9127 | 5.6432 | 4.1906 | 3.6984 | 13.8297 | 13.8297 | 21 | 38 | 74 | 115 | 157 | 155 | 156 | 136 | 86 | 54 | 26 | 16 | 186 | 186 |  | 21 | 38 | 74 | 115 | 157 | 155 | 156 | 136 | 86 | 54 | 26 | 16 | 186 | 186 | 21 | 38 | 74 | 115 | 157 | 155 | 156 | 136 | 86 | 54 | 26 | 16 | 186 | 186 | 21 | 38 | 74 | 115 | 157 | 155 | 156 | 136 | 86 | 54 | 26 | 16 | 186 | 186 | [16 empty] | 0 | 0 | 0 | 0 | 0 | 0 | 0 | 0 | 0 | 0 | 0 | 0 | 0 | 0 | FALSE | 0 | 0 | FALSE | 0 | 0 | 1.1 | - |  |  |  |  | 1
[7 empty] | 81 | [5 empty] | x ( |  | x |  | + |  | - |  | ) - | 0 | = | [12 empty] | FALSE | FALSE | 1 | 1 | 1 | FALSE | TRUE | [14 empty] | 81- | 0 | #N/A | 0 | 0 |  |  |  | 1 | 0 | 15 |  |  |  |  | 4.1258 | 4.7092 | 6.4534 | 8.5934 | 9.1426 | 9.3718 | 9.7796 | 9.5463 | 6.9127 | 5.6432 | 4.1906 | 3.6984 | 13.8297 | 13.8297 | 21 | 38 | 74 | 115 | 157 | 155 | 156 | 136 | 86 | 54 | 26 | 16 | 186 | 186 |  | 21 | 38 | 74 | 115 | 157 | 155 | 156 | 136 | 86 | 54 | 26 | 16 | 186 | 186 | 21 | 38 | 74 | 115 | 157 | 155 | 156 | 136 | 86 | 54 | 26 | 16 | 186 | 186 | 21 | 38 | 74 | 115 | 157 | 155 | 156 | 136 | 86 | 54 | 26 | 16 | 186 | 186 | [16 empty] | 0 | 0 | 0 | 0 | 0 | 0 | 0 | 0 | 0 | 0 | 0 | 0 | 0 | 0 | FALSE | 0 | 0 | FALSE | 0 | 0 | 1.1 | - |  |  |  |  | 1
Note on E8: In case you see the following notification: "Results are being calculated, please wait…", please activate automatic calculation in Excel. (Calculation options / Workbook calculation / Automatic). Otherwise the calculation of variants cannot be performed.
Note on E142: In case you see the following notification: "Results are being calculated, please wait…", please activate automatic calculation in Excel. (Calculation options / Workbook calculation / Automatic). Otherwise the calculation of variants cannot be performed.
Note on F32: Black: 0.95 Roof tiles: 0.8 White paint: 0.4 Special colours: down to 0.1
Note on G3: Caution: do not overwrite grey cells! Reason: the variants macro writes links in the yellow cells and automatically changes their colour to grey.
Note on G32: for most building materials: 0.9 bright metal: ca. 0.15
Note on K19: Here, zones "A", "B", "P" and "X" can be used; NOT: "I", "I" can only be used in Group 18.
Note on K20: Here, zones "A", "B", "P" and "X" can be used; NOT: "I", "I" can only be used in Group 18.
Note on L33: Area of orthogonal projection of the heated or cooled building volume (exterior dimensions) on a horizontal plane. Used as area reference for generation of renewable energies. No input is necessary if renewable energies are not used.
Note on M250: Thermal bridge heat loss coefficients can be calculated using two-dimensional heat flow programs. If you use building systems and their tested connections that have been certified by the Passive House Institute or other thermal bridge-free constructions, you do not need to calculate the thermal bridge coefficients. In this case, the calculations are usually conservative.
Note on P35: Fensterflächen werden aus dem Blatt "Fenster" übernommen.
Note on Y144: In case of own calculation enter Y-value here
Note on Y247: For calculating the heat losses of rainwater pipes or waste water pipes within the thermal envelope that are vented through the roof.
Note on Y258: The methodology described in the PHPP 9 user's manual (input as thermal bridge in contact with the ground, without reduction factor) will lead to minor errors in the 'Ground' worksheet.
Note on AA144: No input is necessary here for typical thermal bridge free or thermal bridge minimised Passive House or EnerPHit details.
Note on AC144: For the adoption of the U-values of the building systems to be selected here, the user-defined values for Y-values and Frsi-values must be deleted.
Note on AD32: If a certified building system has been selected in the previous column, then the respective building component assembly from the 'Components' worksheet must be selected here. The cell may remain empty in case of building component assemblies from the "U-Values" worksheet.
Note on AD144: If a certified building system has been selected in the previous column, the respective connection detail from the 'Components' worksheet must be selected here. This cell can remain empty in the case of user-defined input of thermal bridges.
Note on AE40: Please enter the U-Value of the installed door
Note on AE144: The Y-value of a certified building assembly connection will only be transferred when no other data is entered here.
Note on AF32: Mark with an 'x' in case an exemption to the EnerPHit criteria is to be applied for the SRI value of the corresponding area. It will be then disregarded for verification of the building.
Note on AF144: The fRsi-value of a certified connection will only be considered when no other value has been entered.
Note on AG32: North: 0° Northeast: 45° East: 90° Southeast: 135° South: 180° Southwest: 225° West: 270° Northwest: 315°
Note on AH6: Net gains from solar absorption and infrared emission during the heating period.
Note on AH32: Roof: 0° Vertical: 90° Floor: 180°
Note on AH144: The effective requirements will be shown in worksheet 'Verification' in the section "Minimal thermal insulation" (show with '+' symbol).
Note on AI6: Approximation for the net loads from solar absorption and infrared emission during the cooling period.
Note on AJ32: Typical values: unshaded: approx.. 1 rural/suburban areas: approx.. 0.7 inner city, large roof overhangs, etc.: approx.. 0.4 A more precise calculation is possible by using the 'Windows' and 'Shading' worksheets
Note on AK32: Black: 0.95 Roof tiles: 0.8 White paint: 0.4 Special colours: down to 0.1 In case that you only have light reflectance values you can convert them into absorption values by applying the following formula: Absorption = 1 - Reflection
Note on AL32: for most building materials: 0.9 bright metal: ca. 0.15
Note on BA31: Net gains from solar absorption and infrared emission during the heating period.
Note on BB31: Approximation for the net loads from solar absorption and infrared emission during the cooling period.
Note on BC33: Building elements that are not adjacent to living areas, may be crossed here. This way, they will not be considered for the verification of comfort.
Note on BE33: Green: comfort criterion is fulfilled. Red: comfort criterion is not fulfilled. Criteria is listed on 'Verification' worksheet in section "Minimal thermal insulation" (show by clicking on '+' sign).
Note on BH32: Mark with an 'x' in case an exemption to the EnerPHit criteria is to be applied for the SRI value of the corresponding area. It will be then disregarded for verification of the building.
Note on BJ32: For EnerPHit verification in hot and very hot climates, values which result after three years of outdoor exposure must be used. If only absorption values for the new state are available, these can be entered in the column "New". The result from the column "3 years" must then be transferred manually into the input column "Exterior absorptivity" to the left.

## Ground
Erdreich | [17 empty] | Erdreich | [16 empty] | Erdreich
| - | [15 empty] | Additional building elements ►
| Heat losses through the ground | [13 empty] | EnerPHit with PHPP Version 9.3 | Error(s): |  |  | Heat losses through the ground 2 | [13 empty] | EnerPHit with PHPP Version 9.3 | Error(s): |  | Heat losses through the ground 3 | [13 empty] | EnerPHit with PHPP Version 9.3
| 23 / Climate: Hemsby / TFA: 95 m² / Heating: 26.6 kWh/(m²a) / Freq. overheating: 0 % / PER: 28.2 kWh/(m²a) | [17 empty] | 23 / Climate: Hemsby / TFA: 95 m² / Heating: 26.6 kWh/(m²a) / Freq. overheating: 0 % / PER: 28.2 kWh/(m²a) | [16 empty] | 23 / Climate: Hemsby / TFA: 95 m² / Heating: 26.6 kWh/(m²a) / Freq. overheating: 0 % / PER: 28.2 kWh/(m²a) | [14 empty] | Error(s):
| Building section 1 | [17 empty] | Building section 2 | [16 empty] | Building section 3
| Ground characteristics | [7 empty] | Climate data | [9 empty] | Ground characteristics | [16 empty] | Ground characteristics
|  | Thermal conductivity |  |  | l | 2 | W/(mK) |  |  | Avg indoor temp. winter |  |  | Ti | 20 | °C |  |  |  |  | Thermal conductivity |  |  | l | 2 | W/(mK) | [11 empty] | Thermal conductivity |  |  | l | 2 | W/(mK)
|  | Heat capacity |  |  | rc | 2 | MJ/(m³K) |  |  | Avg indoor temp. summer |  |  | Ti | 25 | °C |  |  |  |  | Heat capacity |  |  | rc | 2 | MJ/(m³K) | [11 empty] | Heat capacity |  |  | rc | 2 | MJ/(m³K)
|  | Periodic penetration depth |  |  | d | 3.1683 | m |  |  | Avg ground surface temperature |  |  | Tg,ave | 11.562 | °C |  |  |  |  | Periodic penetration depth |  |  | d | 3.1683 | m | [11 empty] | Periodic penetration depth |  |  | d | 3.1683 | m
[10 empty] | Amplitude of Tg,ave |  |  | Tg,^ | 6.25 | °C
[10 empty] | Phase shifting of Te,m |  |  | t | 1.3228 | Months
[10 empty] | Length of the heating period |  |  | n | 6.7961 | Months
[10 empty] | Heating degree hours - exterior |  |  | Gt | 66.0704 | kKh/a
| Building data | [8 empty] | U-value floor slab/basement ceiling |  |  | Uf | 0.38045 | W/(m²K) |  |  |  | Building data | [8 empty] | U-value floor slab/basement ceiling |  |  | Uf | 0.18249 | W/(m²K) |  |  | Building data | [8 empty] | U-value floor slab/basement ceiling |  |  | Uf |  | W/(m²K)
|  | Area of ground floor slab / basement ceiling |  |  | A | 71.3384 | m² |  |  | TBs floor slab / basement ceiling |  |  | YB*l |  | W/K |  |  |  |  | Area of ground floor slab / basement ceiling |  |  | A |  | m² |  |  | TBs floor slab / basement ceiling |  |  | YB*l |  | W/K |  |  |  | Area of ground floor slab / basement ceiling |  |  | A |  | m² |  |  | TBs floor slab / basement ceiling |  |  | YB*l |  | W/K
|  | Perimeter length |  |  | P | 34.542 | m |  |  | U-value floor slab / basement ceiling incl. TBs |  |  | Uf' | 0.38045 | W/(m²K) |  |  |  |  | Perimeter length |  |  | P |  | m |  |  | U-value floor slab / basement ceiling incl. TBs |  |  | Uf' | 0.18249 | W/(m²K) |  |  |  | Perimeter length |  |  | P |  | m |  |  | U-value floor slab / basement ceiling incl. TBs |  |  | Uf' | 0 | W/(m²K)
|  | Charact. dimension of floor slab |  |  | B' | 4.1305 | m |  |  | Equivalent thickness floor |  |  | dt | 5.2569 | m |  |  |  |  | Charact. dimension of floor slab |  |  | B' |  | m |  |  | Equivalent thickness floor |  |  | dt | 10.9594 | m |  |  |  | Charact. dimension of floor slab |  |  | B' |  | m |  |  | Equivalent thickness floor |  |  | dt | 0 | m
| Floor slab type (select only one) | [17 empty] | Floor slab type (select only one) | [16 empty] | Floor slab type (select only one)
| x | Slab on grade | [17 empty] | Slab on grade | [16 empty] | Slab on grade
|  | Perimeter insulation width/depth |  |  | D | 0.7 | m |  |  | Orientation of perimeter insulation |  |  | horizontal | [6 empty] | Perimeter insulation width/depth |  |  | D | 0.3 | m |  |  | Orientation of perimeter insulation |  |  | horizontal | [5 empty] | Perimeter insulation width/depth |  |  | D |  | m |  |  | Orientation of perimeter insulation |  |  | horizontal
|  | Perimeter insulation thickness |  |  | dn | 0.16 | m |  |  | (check only one field) |  |  | vertical | x | [5 empty] | Perimeter insulation thickness |  |  | dn | 0.2 | m |  |  | (check only one field) |  |  | vertical | x |  |  |  |  | Perimeter insulation thickness |  |  | dn |  | m |  |  | (check only one field) |  |  | vertical | x
|  | Conductivity perimeter insulation |  |  | ln | 0.036 | W/(mK) | [12 empty] | Conductivity perimeter insulation |  |  | ln | 0.028 | W/(mK) | [11 empty] | Conductivity perimeter insulation |  |  | ln |  | W/(mK)
|  | Heated basement or floor slab completely / partially below ground level | [17 empty] | Heated basement or floor slab completely / partially below ground level | [16 empty] | Heated basement or floor slab completely / partially below ground level
|  | Basement wall height below ground level |  |  | z |  | m |  |  | U-Value wall below ground |  |  | UwB |  | W/(m²K) |  |  |  |  | Basement wall height below ground level |  |  | z |  | m |  |  | U-Value wall below ground |  |  | UwB |  | W/(m²K) |  |  |  | Basement wall height below ground level |  |  | z |  | m |  |  | U-Value wall below ground |  |  | UwB |  | W/(m²K)
|  | Unheated basement | [17 empty] | Unheated basement | [16 empty] | Unheated basement
|  | Height aboveground wall |  |  | h |  | m |  |  | U-Value wall above ground |  |  | UW |  | W/(m²K) |  |  |  |  | Height aboveground wall |  |  | h |  | m |  |  | U-Value wall above ground |  |  | UW |  | W/(m²K) |  |  |  | Height aboveground wall |  |  | h |  | m |  |  | U-Value wall above ground |  |  | UW |  | W/(m²K)
|  | Basement wall height below ground level |  |  | z |  | m |  |  | U-Value wall below ground |  |  | UWB |  | W/(m²K) |  |  |  |  | Basement wall height below ground level |  |  | z |  | m |  |  | U-Value wall below ground |  |  | UWB |  | W/(m²K) |  |  |  | Basement wall height below ground level |  |  | z |  | m |  |  | U-Value wall below ground |  |  | UWB |  | W/(m²K)
|  | Air change unheated basement |  |  | n | 0.2 | h-1 |  |  | U-Value basement floor slab |  |  | UfB |  | W/(m²K) |  |  |  |  | Air change unheated basement |  |  | n | 0.2 | h-1 |  |  | U-Value basement floor slab |  |  | UfB |  | W/(m²K) |  |  |  | Air change unheated basement |  |  | n | 0.2 | h-1 |  |  | U-Value basement floor slab |  |  | UfB |  | W/(m²K)
|  | Air flow basement |  |  | V |  | m³ | [12 empty] | Air flow basement |  |  | V |  | m³ | [11 empty] | Air flow basement |  |  | V |  | m³
|  | Suspended floor above a ventilated crawl space (at max. 0.5 m below ground) | [17 empty] | Suspended floor above a ventilated crawl space (at max. 0.5 m below ground) | [16 empty] | Suspended floor above a ventilated crawl space (at max. 0.5 m below ground)
|  | U-Value crawl space |  |  | UCrawl |  | W/(m²K) |  |  | Area of ventilation openings |  |  | eP |  | m² |  |  |  |  | U-Value crawl space |  |  | UCrawl |  | W/(m²K) |  |  | Area of ventilation openings |  |  | eP |  | m² |  |  |  | U-Value crawl space |  |  | UCrawl |  | W/(m²K) |  |  | Area of ventilation openings |  |  | eP |  | m²
|  | Height of crawl space wall |  |  | h |  | m |  |  | Wind velocity at 10 m height |  |  | v | 4 | m/s |  |  |  |  | Height of crawl space wall |  |  | h |  | m |  |  | Wind velocity at 10 m height |  |  | v | 4 | m/s |  |  |  | Height of crawl space wall |  |  | h |  | m |  |  | Wind velocity at 10 m height |  |  | v | 4 | m/s
|  | U-Value crawl space wall |  |  | UW |  | W/(m²K) |  |  | Wind shield factor |  |  | fW | 0.05 | - |  |  |  |  | U-Value crawl space wall |  |  | UW |  | W/(m²K) |  |  | Wind shield factor |  |  | fW | 0.05 | - |  |  |  | U-Value crawl space wall |  |  | UW |  | W/(m²K) |  |  | Wind shield factor |  |  | fW | 0.05 | -
| Additional thermal bridge heat losses at perimeter | [8 empty] | Steady-state fraction |  |  | YP,stat*l |  | W/K |  |  |  | Additional thermal bridge heat losses at perimeter | [8 empty] | Steady-state fraction |  |  | YP,stat*l |  | W/K |  |  | Additional thermal bridge heat losses at perimeter | [8 empty] | Steady-state fraction |  |  | YP,stat*l |  | W/K
|  | Phase shift |  |  | b |  | Months |  |  | Harmonic fraction |  |  | YP,harm*l | 0 | W/K |  |  |  |  | Phase shift |  |  | b |  | Months |  |  | Harmonic fraction |  |  | YP,harm*l | 0 | W/K |  |  |  | Phase shift |  |  | b |  | Months |  |  | Harmonic fraction |  |  | YP,harm*l | 0 | W/K
| Groundwater correction | [17 empty] | Groundwater correction | [16 empty] | Groundwater correction
|  | Depth of the groundwater table |  |  | zW | 2 | m |  | Groundwater correction factor |  |  |  | GW | 1.008 | - |  |  |  |  | Depth of the groundwater table |  |  | zW | 2 | m |  | Groundwater correction factor |  |  |  | GW |  | - |  |  |  | Depth of the groundwater table |  |  | zW | 3 | m |  | Groundwater correction factor |  |  |  | GW |  | -
|  | Groundwater flow rate |  |  | qW | 0.05 | m/d | [12 empty] | Groundwater flow rate |  |  | qW | 0.05 | m/d | [11 empty] | Groundwater flow rate |  |  | qW | 0.05 | m/d
|  | Leitwert erdb. Bauteile (ohne Erdreich) |  |  | Lreg | 27.1408 | W/K |  | relative Grundwassertiefe |  |  |  | zW/B' | 0.4842 | - |  |  |  |  | Leitwert erdb. Bauteile (ohne Erdreich) |  |  | Lreg | 0 | W/K |  | relative Grundwassertiefe |  |  |  | zW/B' |  | - |  |  |  | Leitwert erdb. Bauteile (ohne Erdreich) |  |  | Lreg | 0 | W/K |  | relative Grundwassertiefe |  |  |  | zW/B' |  | -
|  | relativer Dämmstandard |  |  | dt/B' | 1.2727 | - |  | relative Grundwassergeschwindigkeit |  |  |  | l/B' | 0.19969 | - |  |  |  |  | relativer Dämmstandard |  |  | dt/B' |  | - |  | relative Grundwassergeschwindigkeit |  |  |  | l/B' |  | - |  |  |  | relativer Dämmstandard |  |  | dt/B' |  | - |  | relative Grundwassergeschwindigkeit |  |  |  | l/B' |  | -
|  | max. Korrekturfaktor Grundwasser |  |  | GW,max | 1.5882 | - | [12 empty] | max. Korrekturfaktor Grundwasser |  |  | GW,max | 0 | - | [11 empty] | max. Korrekturfaktor Grundwasser |  |  | GW,max | 0 | -
|  | Bodenplatte auf Erdreich | [17 empty] | Bodenplatte auf Erdreich | [16 empty] | Bodenplatte auf Erdreich
|  | Wärmedurchgangskoeffizient |  |  | U0 | 0.27993 | W/(m²K) |  |  | Phasenverschiebung |  |  | b | 1.3019 | Monate |  |  |  |  | Wärmedurchgangskoeffizient |  |  | U0 |  | W/(m²K) |  |  | Phasenverschiebung |  |  | b |  | Monate |  |  |  | Wärmedurchgangskoeffizient |  |  | U0 |  | W/(m²K) |  |  | Phasenverschiebung |  |  | b |  | Monate |  | 1 | Gebäudeteil 1 benutzt?
|  | Breite/Tiefe Randdämmung (begrenzt auf B') |  |  | D' | 0.6439 | m |  |  | äußerer harmonischer Leitwert |  |  | Lpe | 9.6147 | W/K |  |  |  |  | Breite/Tiefe Randdämmung (begrenzt auf B') |  |  | D' |  | m |  |  | äußerer harmonischer Leitwert |  |  | Lpe |  | W/K |  |  |  | Breite/Tiefe Randdämmung (begrenzt auf B') |  |  | D' |  | m |  |  | äußerer harmonischer Leitwert |  |  | Lpe |  | W/K |  | 0 | Gebäudeteil 2 benutzt?
|  | wirks. Dicke Randdämmung |  |  | d' | 8.7289 | m | [12 empty] | wirks. Dicke Randdämmung |  |  | d' |  | m | [11 empty] | wirks. Dicke Randdämmung |  |  | d' |  | m | [9 empty] | 0 | Gebäudeteil 3 benutzt?
|  | Korrektur Randdämmung |  |  | DY | -0.083416 | W/(mK) | [12 empty] | Korrektur Randdämmung |  |  | DY |  | W/(mK) | [11 empty] | Korrektur Randdämmung |  |  | DY |  | W/(mK)
|  | stationärer Leitwert |  |  | LS | 17.225 | W/K | [12 empty] | stationärer Leitwert |  |  | LS |  | W/K | [11 empty] | stationärer Leitwert |  |  | LS |  | W/K
|  | max. Korrekturfaktor Grundwasser |  |  | GW,max | 1.5882 | - | [12 empty] | max. Korrekturfaktor Grundwasser |  |  | GW,max | #VALUE! | - | [11 empty] | max. Korrekturfaktor Grundwasser |  |  | GW,max | #VALUE! | -
|  | Keller oder Bodenplatte im Erdreich | [17 empty] | Keller oder Bodenplatte im Erdreich | [16 empty] | Keller oder Bodenplatte im Erdreich
|  | Höhe Kellerwand unterirdisch |  |  | z | 0 | m |  |  | U Kellerwand unterirdisch |  |  | UwK | 0 | W/(m²K) |  |  |  |  | Höhe Kellerwand unterirdisch |  |  | z | 0 | m |  |  | U Kellerwand unterirdisch |  |  | UwK | 0 | W/(m²K) |  |  |  | Höhe Kellerwand unterirdisch |  |  | z | 0 | m |  |  | U Kellerwand unterirdisch |  |  | UwK | 0 | W/(m²K)
|  | wirksame Dicke Kellerboden |  |  | dt |  | m |  |  | Phasenverschiebung |  |  | b |  | Monate |  |  |  |  | wirksame Dicke Kellerboden |  |  | dt |  | m |  |  | Phasenverschiebung |  |  | b |  | Monate |  |  |  | wirksame Dicke Kellerboden |  |  | dt |  | m |  |  | Phasenverschiebung |  |  | b |  | Monate
|  | U-Wert Boden |  |  | Ubf |  | W/(m²K) |  |  | äußerer harmonischer Leitwert |  |  | Lpe |  | W/K |  |  |  |  | U-Wert Boden |  |  | Ubf |  | W/(m²K) |  |  | äußerer harmonischer Leitwert |  |  | Lpe |  | W/K |  |  |  | U-Wert Boden |  |  | Ubf |  | W/(m²K) |  |  | äußerer harmonischer Leitwert |  |  | Lpe |  | W/K
|  | wirksame Dicke Kellerwand |  |  | dw |  | m | [12 empty] | wirksame Dicke Kellerwand |  |  | dw |  | m | [11 empty] | wirksame Dicke Kellerwand |  |  | dw |  | m
|  | U-Wert Wand |  |  | Ubw |  | W/(m²K) | [12 empty] | U-Wert Wand |  |  | Ubw |  | W/(m²K) | [11 empty] | U-Wert Wand |  |  | Ubw |  | W/(m²K)
|  | stationärer Leitwert |  |  | LS |  | W/K | [12 empty] | stationärer Leitwert |  |  | LS |  | W/K | [11 empty] | stationärer Leitwert |  |  | LS |  | W/K
|  | max. Korrekturfaktor Grundwasser |  |  | GW,max | #VALUE! | - | [12 empty] | max. Korrekturfaktor Grundwasser |  |  | GW,max | #VALUE! | - | [11 empty] | max. Korrekturfaktor Grundwasser |  |  | GW,max | #VALUE! | -
|  | Unbeheizter Keller | [17 empty] | Unbeheizter Keller | [16 empty] | Unbeheizter Keller
|  | stationärer Leitwert |  |  | LS |  | W/K |  |  | Phasenverschiebung |  |  | b |  | Monate |  |  |  |  | stationärer Leitwert |  |  | LS |  | W/K |  |  | Phasenverschiebung |  |  | b |  | Monate |  |  |  | stationärer Leitwert |  |  | LS |  | W/K |  |  | Phasenverschiebung |  |  | b |  | Monate
[10 empty] | äußerer harmonischer Leitwert |  |  | Lpe |  | W/K | [12 empty] | äußerer harmonischer Leitwert |  |  | Lpe |  | W/K | [11 empty] | äußerer harmonischer Leitwert |  |  | Lpe |  | W/K
|  | Aufgeständerte Bodenplatte | [17 empty] | Aufgeständerte Bodenplatte | [16 empty] | Aufgeständerte Bodenplatte
|  | wirksame Dicke Hohlraumdämmung |  |  | dg |  | m |  |  | Phasenverschiebung |  |  | b |  | Monate |  |  |  |  | wirksame Dicke Hohlraumdämmung |  |  | dg |  | m |  |  | Phasenverschiebung |  |  | b |  | Monate |  |  |  | wirksame Dicke Hohlraumdämmung |  |  | dg |  | m |  |  | Phasenverschiebung |  |  | b |  | Monate
|  | U-Wert Hohlraumboden |  |  | Ug |  | W/(m²K) |  |  | äußerer harmonischer Leitwert |  |  | Lpe |  | W/K |  |  |  |  | U-Wert Hohlraumboden |  |  | Ug |  | W/(m²K) |  |  | äußerer harmonischer Leitwert |  |  | Lpe |  | W/K |  |  |  | U-Wert Hohlraumboden |  |  | Ug |  | W/(m²K) |  |  | äußerer harmonischer Leitwert |  |  | Lpe |  | W/K
|  | U-Wert Hohlraumwand & Lüftung |  |  | UX |  | W/(m²K) | [12 empty] | U-Wert Hohlraumwand & Lüftung |  |  | UX |  | W/(m²K) | [11 empty] | U-Wert Hohlraumwand & Lüftung |  |  | UX |  | W/(m²K)
|  | stationärer Leitwert |  |  | LS |  | W/K | [12 empty] | stationärer Leitwert |  |  | LS |  | W/K | [11 empty] | stationärer Leitwert |  |  | LS |  | W/K
|  | max. Korrekturfaktor Grundwasser |  |  | GW,max | #VALUE! | - | [12 empty] | max. Korrekturfaktor Grundwasser |  |  | GW,max | #VALUE! | - | [11 empty] | max. Korrekturfaktor Grundwasser |  |  | GW,max | #VALUE! | -
|  | Interim results | [17 empty] | Interim results | [16 empty] | Interim results
|  | Phase shift |  |  | b | 1.3019 | Months |  | Steady-state heat flow |  |  |  | Fstat | 145.3442 | W |  |  |  |  | Phase shift |  |  | b |  | Months |  | Steady-state heat flow |  |  |  | Fstat |  | W |  |  |  | Phase shift |  |  | b |  | Months |  | Steady-state heat flow |  |  |  | Fstat |  | W
|  | Steady-state transmittance |  |  | LS | 17.225 | W/K |  | Periodic heat flow |  |  |  | Fharm | 25.6591 | W |  |  |  |  | Steady-state transmittance |  |  | LS |  | W/K |  | Periodic heat flow |  |  |  | Fharm |  | W |  |  |  | Steady-state transmittance |  |  | LS |  | W/K |  | Periodic heat flow |  |  |  | Fharm |  | W
|  | Exterior periodic transmittance |  |  | Lpe | 9.6147 | W/K |  | Heat losses during heating period |  |  |  | Qtot | 848.3711 | kWh |  |  |  |  | Exterior periodic transmittance |  |  | Lpe |  | W/K |  | Heat losses during heating period |  |  |  | Qtot |  | kWh |  |  |  | Exterior periodic transmittance |  |  | Lpe |  | W/K |  | Heat losses during heating period |  |  |  | Qtot |  | kWh
|  | Transmittance building |  |  | L0 | 27.1408 | W/K | [12 empty] | Transmittance building |  |  | L0 |  | W/K | [11 empty] | Transmittance building |  |  | L0 |  | W/K
| Monthly average temperatures in the ground for monthly method (building assembly 1) | [17 empty] | Monthly average temperatures in the ground for monthly method (building assembly 2) | [16 empty] | Monthly average temperatures in the ground for monthly method (building assembly 3)
| Month |  | 1 | 2 | 3 | 4 | 5 | 6 | 7 | 8 | 9 | 10 | 11 | 12 | Avg. value |  |  |  | Month |  | 1 | 2 | 3 | 4 | 5 | 6 | 7 | 8 | 9 | 10 | 11 | 12 | Avg. value |  |  | Month |  | 1 | 2 | 3 | 4 | 5 | 6 | 7 | 8 | 9 | 10 | 11 | 12 | Avg. value
| Winter |  | 13.1847 | 12.5481 | 12.4733 | 12.9804 | 13.9335 | 15.0771 | 16.1049 | 16.7415 | 16.8163 | 16.3092 | 15.3561 | 14.2125 | 14.6448 |  |  |  | Winter | [16 empty] | Winter
| Summer |  | 15.0114 | 14.3748 | 14.3001 | 14.8072 | 15.7602 | 16.9039 | 17.9317 | 18.5683 | 18.643 | 18.1359 | 17.1829 | 16.0392 | 16.4715 |  |  |  | Summer | [16 empty] | Summer
|  | Design ground temperature for 'Heating load' worksheet | 6: 12.4733; 9: For 'Cooling load' worksheet; 12: 18.643 | [5 empty] | Design ground temperature for 'Heating load' worksheet | [8 empty] | For 'Cooling load' worksheet | [7 empty] | Design ground temperature for 'Heating load' worksheet | [8 empty] | For 'Cooling load' worksheet
|  |  | 5: Reduction factor for 'Annual heating' worksheet; 12: 0.4731 | [10 empty] | Reduction factor for 'Annual heating' worksheet | [16 empty] | Reduction factor for 'Annual heating' worksheet
Total result (all building parts)
|  | Phasenverschiebung | 3: b; 4: 1.3019; 5: Monate; 10: für B' verwenden?; 12: TRUE | [15 empty] | für B' verwenden? |  | FALSE | [14 empty] | für B' verwenden? |  | FALSE
|  | Phase shift | 3: b; 4: 1.3019; 5: Months; 7: Steady-state heat flow; 11: Fstat; 12: 145.3442 | W
|  | Steady-state transmittance | 3: LS; 4: 17.225; 5: W/K; 7: Periodic heat flow; 11: Fharm; 12: 25.6591 | W
|  | Exterior periodic transmittance | 3: Lpe; 4: 9.6147; 5: W/K; 7: Heat losses during heating period; 11: Qtot; 12: 848.3711 | kWh
|  | Transmittance building | 3: L0; 4: 27.1408; 5: W/K; 7: Charact. dimension of floor slab; 11: B'; 12: 4.1305 | m
Monthly Average temperatures in the ground for monthly method (all building assemblies)
| Month |  | 1 | 2 | 3 | 4 | 5 | 6 | 7 | 8 | 9 | 10 | 11 | 12 | Avg. value
| Winter |  | 13.1847 | 12.5481 | 12.4733 | 12.9804 | 13.9335 | 15.0771 | 16.1049 | 16.7415 | 16.8163 | 16.3092 | 15.3561 | 14.2125 | 14.6448
| Summer |  | 15.0114 | 14.3748 | 14.3001 | 14.8072 | 15.7602 | 16.9039 | 17.9317 | 18.5683 | 18.643 | 18.1359 | 17.1829 | 16.0392 | 16.4715
|  | Design ground temperature for 'Heating load' worksheet | 6: 12.4733; 9: For 'Cooling load' worksheet; 12: 18.643
[7 empty] | Reduction factor for 'Annual heating' worksheet | [6 empty] | 0.4731
Abschätzung der Erdreichtemperaturen für eine Bodenplatte auf Erdreich mit fest vorgegebenem Seitenverhältnis. A und L0 gemäß Flächenblatt. Grundwasserkorrekturfaktor 1.1
Eigenschaften des Erdreichs
|  | Wärmeleitfähigkeit | 3: l; 4: 2; 5: W/(mK)
|  | Wärmekapazität | 3: rc; 4: 2; 5: MJ/(m³K)
|  | periodische Eindringtiefe | 3: d; 4: 3.1683; 5: m
|  | Fläche Bodenplatte / Kellerdecke | 3: A; 4: 71.3384; 5: m²
|  | Seitenverhältnis Bodenplatte: 1: | 4: 3
|  | Umfang Bodenplatte / Kellerdecke | 3: P; 4: 39.0114; 5: m; 8: U-Wert BP / KD incl. WB; 11: Uf'; 12: 0.38045 | W/(m²K)
|  | charakt. Bodenplattenmaß | 3: B'; 4: 3.6573; 5: m; 8: wirksame Dicke des Bodens; 11: dt; 12: 5.2569 | m
Bodenplatte auf Erdreich
|  | Wärmedurchgangskoeffizient | 3: U0; 4: 0.28867; 5: W/(m²K)
Zwischenergebnisse
|  | Phasenverschiebung | 3: b; 4: 1.3019; 5: Monate; 7: stationärer Wärmestrom; 11: Fstat; 12: 191.1431 | W
|  | stationärer Leitwert | 3: LS; 4: 22.6527; 5: W/K; 7: periodischer Wärmestrom; 11: Fharm; 12: 36.3398 | W
|  | äußerer harmonischer Leitwert | 3: Lpe; 4: 13.6168; 5: W/K; 7: Wärmeverlust während der Heizperiode; 11: Qtot; 12: 1128.5737 | kWh
|  | Leitwert Gebäude | 3: L0; 4: 27.1408; 5: W/K
[7 empty] | Reduktionsfaktor Grund | [6 empty] | 0.62936
Monatsmitteltemperaturen im Erdreich für Monatsverfahren
|  | Monat | 1 | 2 | 3 | 4 | 5 | 6 | 7 | 8 | 9 | 10 | 11 | 12 | Mittelwert
| Winterfall |  | 10.8894 | 9.9879 | 9.882 | 10.6002 | 11.9499 | 13.5696 | 15.0253 | 15.9268 | 16.0327 | 15.3145 | 13.9648 | 12.3451 | 12.9574
| Sommerfall |  | 11.7163 | 10.8147 | 10.7088 | 11.427 | 12.7767 | 14.3964 | 15.8521 | 16.7536 | 16.8595 | 16.1414 | 14.7916 | 13.1719 | 13.7842
|  | Auslegungstemperatur Erdreich für Heizlastblatt | 6: 9.882; 9: für Kühllastblatt; 12: 16.8595
Note on H19: Coverage of the floor slab or the basement ceiling, depending on the type of foundation. Only the free edges are considered into the calculation.
Note on H30: Top edge of ground to bottom edge of basement slab, in the case of a floor slab top edge of ground to bottom edge of floor slab.
Note on H45: Value from time-dependent thermal bridge calculation. If a value is entered in this cell, the calculation according to ISO 13370 is overwritten. Values between 0 and 6 months are allowed.
Note on H49: Depth underneath the lower boundary of the thermal envelope
Note on H50: Filter velocity, i.e. volume flow per m². Typical values: 0.01 to 0.1 m per day
Note on P17: Refers to the border of the thermal envelope, i.e. to the basement ceiling for unheated basements.
Note on P30: If floor slab below ground level: U-value of exterior wall in contact with the ground
Note on P40: Default value: 4 m/s. Adjust if necessary.
Note on P41: protected location (city centre): 0.02 average location (suburb): 0.05 exposed location (rural): 0.1
Note on P45: Can be set to be the same as the steady-state share if the thermal bridge loss remains smaller than the heat loss without thermal bridges.
Note on AB30: Top edge of ground to bottom edge of basement slab, in the case of a floor slab top edge of ground to bottom edge of floor slab.
Note on AB45: Value from time-dependent thermal bridge calculation. If a value is entered in this cell, the calculation according to ISO 13370 is overwritten. Values between 0 and 6 months are allowed.
Note on AB49: Depth underneath the lower boundary of the thermal envelope
Note on AB50: Filter velocity, i.e. volume flow per m². Typical values: 0.01 to 0.1 m per day
Note on AJ17: Refers to the border of the thermal envelope, i.e. to the basement ceiling for unheated basements.
Note on AJ30: If floor slab below ground level: U-value of exterior wall in contact with the ground
Note on AJ40: Default value: 4 m/s. Adjust if necessary.
Note on AJ41: protected location (city centre): 0.02 average location (suburb): 0.05 exposed location (rural): 0.1
Note on AJ45: Can be set to be the same as the steady-state share if the thermal bridge loss remains smaller than the heat loss without thermal bridges.
Note on AV19: Coverage of the floor slab or the basement ceiling, depending on the type of foundation. Only the free edges are considered into the calculation.
Note on AV30: Top edge of ground to bottom edge of basement slab, in the case of a floor slab top edge of ground to bottom edge of floor slab.
Note on AV45: Value from time-dependent thermal bridge calculation. If a value is entered in this cell, the calculation according to ISO 13370 is overwritten. Values between 0 and 6 months are allowed.
Note on AV49: Depth underneath the lower boundary of the thermal envelope
Note on AV50: Filter velocity, i.e. volume flow per m². Typical values: 0.01 to 0.1 m per day
Note on BD17: Refers to the border of the thermal envelope, i.e. to the basement ceiling for unheated basements.
Note on BD30: If floor slab below ground level: U-value of exterior wall in contact with the ground
Note on BD40: Default value: 4 m/s. Adjust if necessary.
Note on BD41: protected location (city centre): 0.02 average location (suburb): 0.05 exposed location (rural): 0.1
Note on BD45: Can be set to be the same as the steady-state share if the thermal bridge loss remains smaller than the heat loss without thermal bridges.

## Components
Komponenten
| - |  |  |  |  | Certified building systems ► | [78 empty] | Thermal bridges ►
| Passive House Components |  |  |  |  | EnerPHit with PHPP Version 9.3
| 23 / Climate: Hemsby / TFA: 95 m² / Heating: 26.6 kWh/(m²a) / Freq. overheating: 0 % / PER: 28.2 kWh/(m²a) | [254 empty] | Go to: | 'VENTILATION' | [73 empty] | Sortierung nach ID? | [8 empty] | Sortierung nach ID? | [8 empty] | Sortierung nach ID? | [8 empty] | Sortierung nach ID? | [8 empty] | Sortierung nach ID? | [8 empty] | Sortierung nach ID?
| Go to: | 'AREAS' | www.passivehouse.com/component-database | [79 empty] | 'THERMAL BRIDGES' | www.passivehouse.com/component-database | [148 empty] | Go to: | 'WINDOWS' | www.passivehouse.com/component-database |  | Go to: | 'WINDOWS' | www.passivehouse.com/component-database | [17 empty] | 'ADDL VENT' | www.passivehouse.com/component-database | [11 empty] | Go to: | 'COMPACT UNIT' | www.passivehouse.com/component-database | [52 empty] | Go to: | 'DHW+DISTRIBUTION' | www.passivehouse.com/component-database |  |  |  | 1 | [8 empty] | 0 | [8 empty] | 0 | [8 empty] | 0 | [8 empty] | 0 | [8 empty] | 0
|  | Thermal bridges (Psi-values) | Ventilation units | [79 empty] | Building assemblies (U-values) | Ventilation units | [149 empty] | Building assemblies (U-values) | Ventilation units |  |  | Building assemblies (U-values) | Ventilation units | [17 empty] | Building assemblies (U-values) | Window frame | [12 empty] | Building assemblies (U-values) | Window frame | [53 empty] | Building assemblies (U-values) | Window frame
|  | Glazing | Compact units | [79 empty] | Glazing | Compact units | [149 empty] | Thermal bridges (Psi-values) | Compact units |  |  | Thermal bridges (Psi-values) | Compact units | [17 empty] | Thermal bridges (Psi-values) | Compact units | [12 empty] | Thermal bridges (Psi-values) | Ventilation units | [53 empty] | Thermal bridges (Psi-values) | Ventilation units
|  | Window frame | Heat recovery DHW | [79 empty] | Window frame | Heat recovery DHW | [149 empty] | Window frame | Heat recovery DHW |  |  | Glazing | Heat recovery DHW | [17 empty] | Glazing | Heat recovery DHW | ITHO: | @29 l/s 0.53 W/l/s SFP and 88% recovery (from tech manual). Simple conversion to 0.15 WH/m3. Not accurate… | [10 empty] | Glazing | Heat recovery DHW | [53 empty] | Glazing | Compact units
| Building assemblies (U-Values) | [80 empty] | Building assemblies (U-Values) | Thermal bridges (Y-values) | [148 empty] | Thermal bridges (Y-values) | Glazing |  |  | Glazing | Window frame | [17 empty] | Window frame | Ventilation units with heat recovery | [12 empty] | Ventilation units with heat recovery | Passive House compact unit with exhaust air heat pump | [53 empty] | Passive House compact unit with exhaust air heat pump | Heat recovery DHW |  |  |  |  | Zeile | Building assemblies (U-Values) | leer? | Position | ID | nach ID | nach ID | wie Liste | kein | nicht ud? | Glazing | leer? | Position | ID | nach ID | nach ID | wie Liste | kein | nicht ud? | Window frame | leer? | Position | ID | nach ID | nach ID | wie Liste | kein | nicht ud? | Ventilation units with heat recovery | leer? | Position | ID | nach ID | nach ID | wie Liste | kein | nicht ud? | Passive House compact unit with exhaust air heat pump | leer? | Position | ID | nach ID | nach ID | wie Liste | kein | nicht ud? | Heat recovery DHW | leer? | Position | ID | nach ID | nach ID | wie Liste | kein | nicht ud? | 404 | [18 empty] | 423 | 425 | [48 empty] | 474 | Auswahl Bausysteme für Wärmebrücken
| Recommended starting values for optimisation: U-values for walls and roofs ¦ Floor slabs: |  |  |  |  | 0.15 W/(m²K) ¦ 0.3 W/(m²K) | Only certified building systems from building element 2 onwards: | [226 empty] | Recommended glazing type to start planning: | [22 empty] | Recommended specifications to start planning: Frost protection: Yes; Humidity recovery: Yes | 75 % |  | 0.45 | [10 empty] | Recommended specifications to start planning: Frost protection: Yes; Humidity recovery: Yes | Ventilation |  | Heating | [11 empty] | Domestic hot water | [19 empty] | Standby (Inputs required only if different from storage reload) | [11 empty] | Storage |  | Heat pump priority | [14 empty] | numerisch |  |  | Eintrag? | [5 empty] | numerisch |  |  | Eintrag? | [5 empty] | numerisch |  |  | Eintrag? | [5 empty] | numerisch |  |  | Eintrag? | [5 empty] | numerisch |  |  | Eintrag? | [5 empty] | numerisch |  |  | Eintrag?
|  |  | 1 |  |  |  | 2 |  |  |  | 3 |  |  |  | 4 |  |  |  | 5 |  |  |  | 6 |  |  |  | 7 |  |  |  | 8 |  |  |  | 9 |  |  |  | 10 |  |  |  | 11 |  |  |  | 12 |  |  |  | 13 |  |  |  | 14 |  |  |  | 15 |  |  |  | 16 |  |  |  | 17 |  |  |  | 18 |  |  |  | 19 |  |  |  | 20 |  |  |  | 1 |  |  | 2 |  |  | 3 |  |  | 4 |  |  | 5 |  |  | 6 |  |  | 7 |  |  | 8 |  |  | 9 |  |  | 10 |  |  | 11 |  |  | 12 |  |  | 13 |  |  | 14 |  |  | 15 |  |  | 16 |  |  | 17 |  |  | 18 |  |  | 19 |  |  | 20 |  |  | 21 |  |  | 22 |  |  | 23 |  |  | 24 |  |  | 25 |  |  | 26 |  |  | 27 |  |  | 28 |  |  | 29 |  |  | 30 |  |  | 31 |  |  | 32 |  |  | 33 |  |  | 34 |  |  | 35 |  |  | 36 |  |  | 37 |  |  | 38 |  |  | 39 |  |  | 40 |  |  | 41 |  |  | 42 |  |  | 43 |  |  | 44 |  |  | 45 |  |  | 46 |  |  | 47 |  |  | 48 |  |  | 49 |  |  | 50 |  |  |  | Triple thermally insulated glazing (Please consider the comfort criterion!) |  |  |  |  | Uf-Value |  |  |  | Frame width |  |  |  | Glazing edge thermal bridge |  |  |  | Installation thermal bridge |  |  |  | Curtain wall facades: | [5 empty] | Additional Device Data | [10 empty] | 75 % | 0.45 | Test point 1 | Test point 2 | Test point 3 | Test point 4 | Test point 1 | Test point 2 | Test point 3 | Test point 4 | Test point 1 | Test point 2 | Test point 3 | Test point 4 | Test point 1 | Test point 2 | Test point 3 | Test point 4 | Test point 1 | Test point 2 | Test point 3 | Test point 4 | Test point 1 | Test point 2 | Test point 3 | Test point 4 | Test point 1 | Test point 2 | Test point 3 | Test point 4 | Test point 1 | Test point 2 | Test point 3 | Test point 4 | Test point 1 | Test point 2 | Test point 3 | Test point 4 | Test point 1 | Test point 2 | Test point 3 | Test point 4 | Test point 1 | Test point 2 | Test point 3 | Test point 4 | [19 empty] | Maximum | [8 empty] | Maximum | [8 empty] | Maximum | [8 empty] | Maximum | [8 empty] | Maximum | [8 empty] | Maximum |  |  | 1 | 2 | 3 | 4 | 5 | 6 | 7 | 8 | 9 | 10 | 11 | 12 | 13 | 14 | 15 | 16 | 17 | 18 | 19 | 20 | 1 | 2 | 3 | 4 | 5 | 6 | 7 | 8 | 9 | 10 | 11 | 12 | 13 | 14 | 15 | 16 | 17 | 18 | 19 | 20 | 21 | 22 | 23 | 24 | 25 | 26 | 27 | 28 | 29 | 30 | 31 | 32 | 33 | 34 | 35 | 36 | 37 | 38 | 39 | 40 | 41 | 42 | 43 | 44 | 45 | 46 | 47 | 48 | 49 | 50 | erstes zertifziertes: | #N/A
| ID | Building system | Building assembly | Total thickness | U-Value | Interior insulation | Building assembly | Total thickness | U-Value | Interior insulation | Building assembly | Total thickness | U-Value | Interior insulation | Building assembly | Total thickness | U-Value | Interior insulation | Building assembly | Total thickness | U-Value | Interior insulation | Building assembly | Total thickness | U-Value | Interior insulation | Building assembly | Total thickness | U-Value | Interior insulation | Building assembly | Total thickness | U-Value | Interior insulation | Building assembly | Total thickness | U-Value | Interior insulation | Building assembly | Total thickness | U-Value | Interior insulation | Building assembly | Total thickness | U-Value | Interior insulation | Building assembly | Total thickness | U-Value | Interior insulation | Building assembly | Total thickness | U-Value | Interior insulation | Building assembly | Total thickness | U-Value | Interior insulation | Building assembly | Total thickness | U-Value | Interior insulation | Building assembly | Total thickness | U-Value | Interior insulation | Building assembly | Total thickness | U-Value | Interior insulation | Building assembly | Total thickness | U-Value | Interior insulation | Building assembly | Total thickness | U-Value | Interior insulation | Building assembly | Total thickness | U-Value | Interior insulation | Denomination of thermal bridges | Y-value | fRsi-Value | Denomination of thermal bridges | Y-value | fRsi-Value | Denomination of thermal bridges | Y-value | fRsi-Value | Denomination of thermal bridges | Y-value | fRsi-Value | Denomination of thermal bridges | Y-value | fRsi-Value | Denomination of thermal bridges | Y-value | fRsi-Value | Denomination of thermal bridges | Y-value | fRsi-Value | Denomination of thermal bridges | Y-value | fRsi-Value | Denomination of thermal bridges | Y-value | fRsi-Value | Denomination of thermal bridges | Y-value | fRsi-Value | Denomination of thermal bridges | Y-value | fRsi-Value | Denomination of thermal bridges | Y-value | fRsi-Value | Denomination of thermal bridges | Y-value | fRsi-Value | Denomination of thermal bridges | Y-value | fRsi-Value | Denomination of thermal bridges | Y-value | fRsi-Value | Denomination of thermal bridges | Y-value | fRsi-Value | Denomination of thermal bridges | Y-value | fRsi-Value | Denomination of thermal bridges | Y-value | fRsi-Value | Denomination of thermal bridges | Y-value | fRsi-Value | Denomination of thermal bridges | Y-value | fRsi-Value | Denomination of thermal bridges | Y-value | fRsi-Value | Denomination of thermal bridges | Y-value | fRsi-Value | Denomination of thermal bridges | Y-value | fRsi-Value | Denomination of thermal bridges | Y-value | fRsi-Value | Denomination of thermal bridges | Y-value | fRsi-Value | Denomination of thermal bridges | Y-value | fRsi-Value | Denomination of thermal bridges | Y-value | fRsi-Value | Denomination of thermal bridges | Y-value | fRsi-Value | Denomination of thermal bridges | Y-value | fRsi-Value | Denomination of thermal bridges | Y-value | fRsi-Value | Denomination of thermal bridges | Y-value | fRsi-Value | Denomination of thermal bridges | Y-value | fRsi-Value | Denomination of thermal bridges | Y-value | fRsi-Value | Denomination of thermal bridges | Y-value | fRsi-Value | Denomination of thermal bridges | Y-value | fRsi-Value | Denomination of thermal bridges | Y-value | fRsi-Value | Denomination of thermal bridges | Y-value | fRsi-Value | Denomination of thermal bridges | Y-value | fRsi-Value | Denomination of thermal bridges | Y-value | fRsi-Value | Denomination of thermal bridges | Y-value | fRsi-Value | Denomination of thermal bridges | Y-value | fRsi-Value | Denomination of thermal bridges | Y-value | fRsi-Value | Denomination of thermal bridges | Y-value | fRsi-Value | Denomination of thermal bridges | Y-value | fRsi-Value | Denomination of thermal bridges | Y-value | fRsi-Value | Denomination of thermal bridges | Y-value | fRsi-Value | Denomination of thermal bridges | Y-value | fRsi-Value | Denomination of thermal bridges | Y-value | fRsi-Value | Denomination of thermal bridges | Y-value | fRsi-Value | Denomination of thermal bridges | Y-value | fRsi-Value | ID | Description | g-Value | Ug-Value | ID | Description | left | right | bottom | above | left | right | bottom | above | YGlazing edge left | YGlazing edge right | YGlazing edge bottom | YGlazing edge top | YInstallation left | YInstallation right | YInstallation bottom | YInstallation top | χGC -value Glass carrier | ID | Description | Effective heat recovery efficiency | Energy recovery value hER | Electric efficiency | Application range |  | External pressure per section | Fittings Dpintern | Frost protection necessary | Noise protection |  |  | Additional info | ID | Description | Effective heat recovery efficiency (ƞeff) | Electric-efficiency | Exterior air temperature (Tamb) |  |  |  | Measured thermal power heat pump heating (PHP,Heat) |  |  |  | Measured COP heating (COPHeat) |  |  |  | Exterior air temperature (Tamb) |  |  |  | Measured thermal power DHW storage heating-up (PDHW,Heat-up) |  |  |  | Measured thermal power DHW storage reload (PDHW,Reload) |  |  |  | Measured COP DHW storage heating-up (COPDHW, Heat-up) |  |  |  | Measured COP DHW storage reload (COPDHW,Reload) |  |  |  | Exterior air temperature (Tamb) |  |  |  | Measured thermal power heat pump standby (PHP,Stand-by) |  |  |  | Measured COP standby (COPStandby) |  |  |  | Specific heat loss storage incl. connections (U * AStorage) | Average storage temperature in standby mode (TDHW,Standby) | Separate heat pumps | DHW priority | Heating priority | Volume flow rate of added exhaust air (if applicable) (Vadd) | Hydraulic frost protection | ID | Description | Nominal efficiency | Eff. time of non-use | Nominal air flow rate | [7 empty] | 77 | [8 empty] | 131 | [8 empty] | 344 | [8 empty] | 200 | [8 empty] | 19 | [8 empty] | 7
|  | Summary of the constructions calculated in 'U values​​' worksheet |  | m | W/(m²K) | - | m | m | W/(m²K) | - | m | m | W/(m²K) | - | m | m | W/(m²K) | - | m | m | W/(m²K) | - | m | m | W/(m²K) | - | m | m | W/(m²K) | - | m | m | W/(m²K) | - | m | m | W/(m²K) | - | m | m | W/(m²K) | - | m | m | W/(m²K) | - | m | m | W/(m²K) | - | m | m | W/(m²K) | - | m | m | W/(m²K) | - | m | m | W/(m²K) | - | m | m | W/(m²K) | - | m | m | W/(m²K) | - | m | m | W/(m²K) | - | m | m | W/(m²K) | - | m | m | W/(m²K) | - |  | W/(mK) | (Rsi=0.25) |  | W/(mK) | (Rsi=0.25) |  | W/(mK) | (Rsi=0.25) |  | W/(mK) | (Rsi=0.25) |  | W/(mK) | (Rsi=0.25) |  | W/(mK) | (Rsi=0.25) |  | W/(mK) | (Rsi=0.25) |  | W/(mK) | (Rsi=0.25) |  | W/(mK) | (Rsi=0.25) |  | W/(mK) | (Rsi=0.25) |  | W/(mK) | (Rsi=0.25) |  | W/(mK) | (Rsi=0.25) |  | W/(mK) | (Rsi=0.25) |  | W/(mK) | (Rsi=0.25) |  | W/(mK) | (Rsi=0.25) |  | W/(mK) | (Rsi=0.25) |  | W/(mK) | (Rsi=0.25) |  | W/(mK) | (Rsi=0.25) |  | W/(mK) | (Rsi=0.25) |  | W/(mK) | (Rsi=0.25) |  | W/(mK) | (Rsi=0.25) |  | W/(mK) | (Rsi=0.25) |  | W/(mK) | (Rsi=0.25) |  | W/(mK) | (Rsi=0.25) |  | W/(mK) | (Rsi=0.25) |  | W/(mK) | (Rsi=0.25) |  | W/(mK) | (Rsi=0.25) |  | W/(mK) | (Rsi=0.25) |  | W/(mK) | (Rsi=0.25) |  | W/(mK) | (Rsi=0.25) |  | W/(mK) | (Rsi=0.25) |  | W/(mK) | (Rsi=0.25) |  | W/(mK) | (Rsi=0.25) |  | W/(mK) | (Rsi=0.25) |  | W/(mK) | (Rsi=0.25) |  | W/(mK) | (Rsi=0.25) |  | W/(mK) | (Rsi=0.25) |  | W/(mK) | (Rsi=0.25) |  | W/(mK) | (Rsi=0.25) |  | W/(mK) | (Rsi=0.25) |  | W/(mK) | (Rsi=0.25) |  | W/(mK) | (Rsi=0.25) |  | W/(mK) | (Rsi=0.25) |  | W/(mK) | (Rsi=0.25) |  | W/(mK) | (Rsi=0.25) |  | W/(mK) | (Rsi=0.25) |  | W/(mK) | (Rsi=0.25) |  | W/(mK) | (Rsi=0.25) |  | W/(mK) | (Rsi=0.25) |  | W/(mK) | (Rsi=0.25) |  |  |  | W/(m²K) |  |  | W/(m²K) | W/(m²K) | W/(m²K) | W/(m²K) | m | m | m | m | W/(mK) | W/(mK) | W/(mK) | W/(mK) | W/(mK) | W/(mK) | W/(mK) | W/(mK) | W/K |  | User defined area | % | % | Wh/m³ | m³/h | m³/h | Pa | Pa |  | 35 dB(A) | Supply air dB(A) | Extract air dB(A) |  |  |  |  | Wh/m³ | °C | °C | °C | °C | kW | kW | kW | kW | - | - | - | - | °C | °C | °C | °C | kW | kW | kW | kW | kW | kW | kW | kW | - | - | - | - | - | - | - | - | °C | °C | °C | °C | kW | kW | kW | kW | - | - | - | - | W/K | °C | Please check | Please check | Please check | m³/h | Check as appropriate |  |  | - | s | l/min
| 01ud | Main House Wall IWI | Main House Wall IWI | 0.399 | 0.14886 | 1 | [226 empty] | 01ud | Single glazing | 0.87 | 5.8 | 01ud | [1] Single Window - Openable | 1.1 | 1.1 | 1.1 | 1.1 | 0.11 | 0.11 | 0.11 | 0.11 | 0.04 | 0.04 | 0.04 | 0.04 | 0.035 | 0.035 | 0.035 | 0.035 |  | 01ud | Itho HRV ECO4 | 88% |  | 0.15 | 50 | 325 | 100 | [6 empty] | 01ud | [52 empty] | 0 |  | 01ud |  |  |  |  | 1 | 01ud-Main House Wall IWI | 0 | 1 | 01ud | 0.01 | 01ud | 1 | FALSE | FALSE | 01ud-Single glazing | 0 | 1 | 01ud | 0.01 | 01ud | 1 | FALSE | FALSE | 01ud-[1] Single Window - Openable | 0 | 1 | 01ud | 0.01 | 01ud | 1 | FALSE | FALSE | 01ud-Itho HRV ECO4 | 0 | 1 | 01ud | 0.01 | 01ud | 1 | FALSE | FALSE | 01ud- | 0 | 1 | 01ud | 0.01 | 01ud | 1 | FALSE | FALSE | 0767sr03-Wagner Solar - Duschrinne ECOshower 800 | 0 | 103 | 0765 | 99999 | 99999 |  | TRUE | FALSE | [70 empty] | 0
| 02ud | Main House Wall EWI (EPS) | Main House Wall EWI (EPS) | 0.443 | 0.14462 | 0 | [226 empty] | 02ud | Double Glazed - Existing | 0.77 | 2.7 | 02ud | [2] Double Window - Fixed L | 1.1 | 1.1 | 1.1 | 1.1 | 0.09 | 0.12 | 0.09 | 0.09 | 0.04 | 0.04 | 0.04 | 0.04 | 0.035 | 0.035 | 0.035 | 0.035 |  | 02ud | [13 empty] | 02ud | [52 empty] | 0 |  | 02ud |  |  |  |  | 2 | 02ud-Main House Wall EWI (EPS) | 0 | 2 | 02ud | 0.02 | 02ud | 2 | FALSE | FALSE | 02ud-Double Glazed - Existing | 0 | 2 | 02ud | 0.02 | 02ud | 2 | FALSE | FALSE | 02ud-[2] Double Window - Fixed L | 0 | 2 | 02ud | 0.02 | 02ud | 2 | FALSE | FALSE | 97ud-Default HRV unit | 0 | 97 | 97ud | 99999 | 99999 |  | TRUE | FALSE | 02ud- | 0 | 2 | 02ud | 0.02 | 02ud | 2 | FALSE | FALSE | 0766sr03-Wagner Solar - Duschrinne ECOshower 900 | 0 | 104 | 0766 | 99999 | 99999 |  | TRUE | FALSE | [70 empty] | 0
| 03ud | Main House wall EWI+IWI | Main House wall EWI+IWI | 0.555 | 0.091052 | 0 | [226 empty] | 03ud | Double Glazed – New units | 0.64 | 1.4 | 03ud | [2] Double Window - Open R | 1.1 | 1.1 | 1.1 | 1.1 | 0.12 | 0.11 | 0.11 | 0.11 | 0.04 | 0.04 | 0.04 | 0.04 | 0.035 | 0.035 | 0.035 | 0.035 |  | 03ud | [13 empty] | 03ud | [52 empty] | 0 |  | 03ud |  |  |  |  | 3 | 03ud-Main House wall EWI+IWI | 0 | 3 | 03ud | 0.03 | 03ud | 3 | FALSE | FALSE | 03ud-Double Glazed – New units | 0 | 3 | 03ud | 0.03 | 03ud | 3 | FALSE | FALSE | 03ud-[2] Double Window - Open R | 0 | 3 | 03ud | 0.03 | 03ud | 3 | FALSE | FALSE | 98ud-Extract air unit | 0 | 98 | 98ud | 99999 | 99999 |  | TRUE | FALSE | 03ud- | 0 | 3 | 03ud | 0.03 | 03ud | 3 | FALSE | FALSE | 0765sr03-Wagner Solar - Duschrohr ECOshower 15 | 0 | 105 | 0767 | 99999 | 99999 |  | TRUE | FALSE | [70 empty] | 0
| 04ud | Main ceiling | Main ceiling | 0.359 | 0.1186 | 0 | [226 empty] | 04ud | Triple Glazed | 0.5 | 0.55 | 04ud | [3] Double Window - Open L | 1.1 | 1.1 | 1.1 | 1.1 | 0.11 | 0.12 | 0.11 | 0.11 | 0.04 | 0.04 | 0.04 | 0.04 | 0.035 | 0.035 | 0.035 | 0.035 |  | 04ud | [13 empty] | 04ud | [52 empty] | 0 |  | 04ud |  |  |  |  | 4 | 04ud-Main ceiling | 0 | 4 | 04ud | 0.04 | 04ud | 4 | FALSE | FALSE | 04ud-Triple Glazed | 0 | 4 | 04ud | 0.04 | 04ud | 4 | FALSE | FALSE | 04ud-[3] Double Window - Open L | 0 | 4 | 04ud | 0.04 | 04ud | 4 | FALSE | FALSE | 0485vs03-Aerex - Reco-Boxx 600 Flat / EV | 0 | 103 | 0012 | 99999 | 99999 |  | TRUE | FALSE | 04ud- | 0 | 4 | 04ud | 0.04 | 04ud | 4 | FALSE | FALSE | 0790sr03-Wagner Solar - Duschwanne ECOshower 900x900, 1200x900 | 0 | 106 | 0790 | 99999 | 99999 |  | TRUE | FALSE | [70 empty] | 0
| 05ud | Skeiling | Skeiling | 0.159 | 0.45178 | 0 | [226 empty] | 05ud |  |  |  | 05ud | [3] Double Window - Fixed R | 1.1 | 1.1 | 1.1 | 1.1 | 0.12 | 0.09 | 0.09 | 0.09 | 0.04 | 0.04 | 0.04 | 0.04 | 0.035 | 0.035 | 0.035 | 0.035 |  | 05ud | [13 empty] | 05ud | [52 empty] | 0 |  | 05ud |  |  |  |  | 5 | 05ud-Skeiling | 0 | 5 | 05ud | 0.05 | 05ud | 5 | FALSE | FALSE | 07ud-Front Door - Existing | 0 | 7 | 07ud | 99999 | 99999 |  | TRUE | FALSE | 05ud-[3] Double Window - Fixed R | 0 | 5 | 05ud | 0.05 | 05ud | 5 | FALSE | FALSE | 0483vs03-Aerex - Reco-Boxx 170 C, Reco-Boxx 170 CB | 0 | 104 | 0013 | 99999 | 99999 |  | TRUE | FALSE | 05ud- | 0 | 5 | 05ud | 0.05 | 05ud | 5 | FALSE | FALSE | 0793sr03-Dutch Solar Systems b.v. - DSS showerdrain channel WWHR model 800/3 | 0 | 107 | 0791 | 99999 | 99999 |  | TRUE | FALSE | [70 empty] | 0
| 06ud | Skeiling IWI | Skeiling IWI | 0.271 | 0.15773 | 1 | [226 empty] | 06ud |  |  |  | 06ud | Single Window – Fixed | [17 empty] | 06ud | [13 empty] | 06ud | [52 empty] | 0 |  | 06ud |  |  |  |  | 6 | 06ud-Skeiling IWI | 0 | 6 | 06ud | 0.06 | 06ud | 6 | FALSE | FALSE | 08ud-Side Door - Existing | 0 | 8 | 08ud | 99999 | 99999 |  | TRUE | FALSE | 09ud-Anglia PVC 2000 – Openable single | 0 | 9 | 09ud | 99999 | 99999 |  | TRUE | FALSE | 0259vs03-Aerex - Reco-Boxx 600 | 0 | 105 | 0014 | 99999 | 99999 |  | TRUE | FALSE | 06ud- | 0 | 6 | 06ud | 0.06 | 06ud | 6 | FALSE | FALSE | 0792sr03-Wagner Solar - DSS showerdrain channel WWHR model 900/4 | 0 | 108 | 0792 | 99999 | 99999 |  | TRUE | FALSE | [70 empty] | 0
| 07ud | Main Floor | Main Floor | 0.182 | 0.51132 | 0 | [226 empty] | 07ud | Front Door - Existing | 0.77 | 1.2 | 07ud | [18 empty] | 07ud | [13 empty] | 07ud | [52 empty] | 0 |  | 07ud |  |  |  |  | 7 | 07ud-Main Floor | 0 | 7 | 07ud | 0.07 | 07ud | 7 | FALSE | FALSE | 10ud-GBS Ultra (SGG Planitherm XNII, 4:20:4:20:4) | 0 | 10 | 10ud | 0.07 | 07ud | 5 | FALSE | FALSE | 10ud-Anglia PVC 2000 – Fixed single | 0 | 10 | 10ud | 99999 | 99999 |  | TRUE | FALSE | 0257vs03-Aerex - Reco-Boxx 300 | 0 | 106 | 0015 | 99999 | 99999 |  | TRUE | FALSE | 07ud- | 0 | 7 | 07ud | 0.07 | 07ud | 7 | FALSE | FALSE | 0791sr03-Wagner Solar - DSS shower-pipe(vertical) WWHR, model T-DW3, STANDARD | 0 | 109 | 0793 | 99999 | 99999 |  | TRUE | FALSE | [70 empty] | 0
| 08ud | Main Floor +Insulation | Main Floor +Insulation | 0.192 | 0.38045 | 1 | [226 empty] | 08ud | Side Door - Existing | 0.77 | 2.7 | 08ud | [18 empty] | 08ud | [13 empty] | 08ud | [52 empty] | 0 |  | 08ud |  |  |  |  | 8 | 08ud-Main Floor +Insulation | 0 | 8 | 08ud | 0.08 | 08ud | 8 | FALSE | FALSE | 11ud-GBS Ultra (SGG Planitherm XNII, 6:18:6:18:6) | 0 | 11 | 11ud | 0.08 | 08ud | 6 | FALSE | FALSE | 11ud-Anglia PVC 2000 – Openable LHS | 0 | 11 | 11ud | 99999 | 99999 |  | TRUE | FALSE | 0258vs03-Aerex - Reco-Boxx 400 | 0 | 107 | 0109 | 99999 | 99999 |  | TRUE | FALSE | 08ud- | 0 | 8 | 08ud | 0.08 | 08ud | 8 | FALSE | FALSE |  | 1 | #VALUE! | 99999 | 99999 | 99999 |  | TRUE | FALSE | [70 empty] | 0
| 09ud | Extension Wall | Extension Wall | 0.424 | 0.14882 | 0 | [226 empty] | 09ud |  |  |  | 09ud | Anglia PVC 2000 – Openable single | 1.6 | 1.6 | 1.6 | 1.6 | 0.095 | 0.095 | 0.095 | 0.095 | 0.04 | 0.04 | 0.04 | 0.04 | 0.088 | 0.088 | 0.088 | 0.1 |  | 09ud | [13 empty] | 09ud | [52 empty] | 0 |  | 09ud |  |  |  |  | 9 | 09ud-Extension Wall | 0 | 9 | 09ud | 0.09 | 09ud | 9 | FALSE | FALSE | 12ud-GBS Ultra Security (Guardian Climaguard Premium2, 4:20:4:18:6) | 0 | 12 | 12ud | 99999 | 99999 |  | TRUE | FALSE | 12ud-Anglia PVC 2000 – Openable RHS | 0 | 12 | 12ud | 0.09 | 09ud | 6 | FALSE | FALSE | 0260vs03-Aerex - Reco-Boxx COMFORT | 0 | 108 | 0110 | 99999 | 99999 |  | TRUE | FALSE | 09ud- | 0 | 9 | 09ud | 0.09 | 09ud | 9 | FALSE | FALSE |  | 1 | #VALUE! | 99999 | 99999 | 99999 |  | TRUE | FALSE | [70 empty] | 0
| 10ud | Extension Floor | Extension Floor | 0.382 | 0.18249 | 0 | [226 empty] | 10ud | GBS Ultra (SGG Planitherm XNII, 4:20:4:20:4) | 0.54 | 0.52 | 10ud | Anglia PVC 2000 – Fixed single | 1.6 | 1.6 | 1.6 | 1.6 | 0.053 | 0.053 | 0.053 | 0.053 | 0.04 | 0.04 | 0.04 | 0.04 | 0.088 | 0.088 | 0.088 | 0.1 |  | 10ud | [13 empty] | 10ud | [52 empty] | 0 |  | 10ud |  |  |  |  | 10 | 10ud-Extension Floor | 0 | 10 | 10ud | 0.1 | 10ud | 10 | FALSE | FALSE | 13ud-GBS Ultra High g-value (SGG Planitherm LUX, 4:20:4:20:4) | 0 | 13 | 13ud | 0.1 | 10ud | 7 | FALSE | FALSE | 13ud-Anglia PVC 2000 – Fixed LHS | 0 | 13 | 13ud | 0.1 | 10ud | 7 | FALSE | FALSE | 0780vs03-ALDES Aéraulique - Dee Fly Cube 300 | 0 | 109 | 0111 | 99999 | 99999 |  | TRUE | FALSE | 10ud- | 0 | 10 | 10ud | 0.1 | 10ud | 10 | FALSE | FALSE |  | 1 | #VALUE! | 99999 | 99999 | 99999 |  | TRUE | FALSE | [70 empty] | 0
| 11ud | Bay roof | Bay roof | 0.312 | 0.12012 | 0 | [226 empty] | 11ud | GBS Ultra (SGG Planitherm XNII, 6:18:6:18:6) | 0.525 | 0.603 | 11ud | Anglia PVC 2000 – Openable LHS | 1.6 | 1.6 | 1.6 | 1.6 | 0.095 | 0.078 | 0.095 | 0.095 | 0.04 | 0.04 | 0.04 | 0.04 | 0.088 | 0.088 | 0.088 | 0.1 |  | 11ud | [13 empty] | 11ud | [54 empty] | 11ud |  |  |  |  | 11 | 11ud-Bay roof | 0 | 11 | 11ud | 0.11 | 11ud | 11 | FALSE | FALSE | 14ud-GBS Performance (SGG Planitherm XNII, 4:16:4:16:4) | 0 | 14 | 14ud | 0.11 | 11ud | 8 | FALSE | FALSE | 14ud-Anglia PVC 2000 – Fixed RHS | 0 | 14 | 14ud | 0.11 | 11ud | 8 | FALSE | FALSE | 0505vs03-Amalva UAB - Komfovent - Domekt REGO-450 | 0 | 110 | 0112 | 99999 | 99999 |  | TRUE | FALSE | 0509ch03-Aerex PHK 180 | 0 | 103 | 0244 | 99999 | 99999 |  | TRUE | FALSE |  | 1 | #VALUE! | 99999 | 99999 | 99999 |  | TRUE | FALSE | [70 empty] | 0
| 12ud | Extension sloping roof | Extension sloping roof | 0.183 | 0.14677 | 0 | [226 empty] | 12ud | GBS Ultra Security (Guardian Climaguard Premium2, 4:20:4:18:6) | 0.53 | 0.53 | 12ud | Anglia PVC 2000 – Openable RHS | 1.6 | 1.6 | 1.6 | 1.6 | 0.078 | 0.095 | 0.095 | 0.095 | 0.04 | 0.04 | 0.04 | 0.04 | 0.088 | 0.088 | 0.088 | 0.1 |  | 12ud | [13 empty] | 12ud | [54 empty] | 12ud |  |  |  |  | 12 | 12ud-Extension sloping roof | 0 | 12 | 12ud | 0.12 | 12ud | 12 | FALSE | FALSE | 15ud-GBS Performance Security (Guardian Climaguard Premium2, 4:14:4:16:4/2) | 0 | 15 | 15ud | 0.12 | 12ud | 9 | FALSE | FALSE | 15ud-Anglia PVC 2000 – Openable top L | 0 | 15 | 15ud | 0.12 | 12ud | 9 | FALSE | FALSE | 0506vs03-Amalva UAB - Komfovent - Domekt RECU-400 | 0 | 111 | 0113 | 99999 | 99999 |  | TRUE | FALSE | 0386ch03-Drexel und Weiss - aerosmart m | 0 | 104 | 0383 | 99999 | 99999 |  | TRUE | FALSE |  | 1 | #VALUE! | 99999 | 99999 | 99999 |  | TRUE | FALSE | [70 empty] | 0
| 13ud | Garage Wall | Garage Wall | 0.214 | 0.23525 | 1 | [226 empty] | 13ud | GBS Ultra High g-value (SGG Planitherm LUX, 4:20:4:20:4) | 0.62 | 0.61 | 13ud | Anglia PVC 2000 – Fixed LHS | 1.6 | 1.6 | 1.6 | 1.6 | 0.053 | 0.038 | 0.053 | 0.053 | 0.04 | 0.04 | 0.04 | 0.04 | 0.088 | 0.088 | 0.088 | 0.1 |  | 13ud | [13 empty] | 13ud | [54 empty] | 13ud |  |  |  |  | 13 | 13ud-Garage Wall | 0 | 13 | 13ud | 0.13 | 13ud | 13 | FALSE | FALSE | 16ud-GBS PerformanceHigh g-value (SGG Planitherm XNII, 4:16:4:16:4) | 0 | 16 | 16ud | 0.13 | 13ud | 10 | FALSE | FALSE | 16ud-Anglia PVC 2000 – Openable top R | 0 | 16 | 16ud | 0.13 | 13ud | 10 | FALSE | FALSE | 0650vs03-ATREA - DUPLEX Easy 400 | 0 | 112 | 0114 | 99999 | 99999 |  | TRUE | FALSE | 0388ch03-Genvex A/S - Combi 185L (operation point 150 m³/h) | 0 | 105 | 0386 | 99999 | 99999 |  | TRUE | FALSE |  | 1 | #VALUE! | 99999 | 99999 | 99999 |  | TRUE | FALSE | [70 empty] | 0
| 14ud | Garage floor | Garage floor | 0.162 | 0.55471 | 0 | [226 empty] | 14ud | GBS Performance (SGG Planitherm XNII, 4:16:4:16:4) | 0.52 | 0.58 | 14ud | Anglia PVC 2000 – Fixed RHS | 1.6 | 1.6 | 1.6 | 1.6 | 0.038 | 0.053 | 0.053 | 0.053 | 0.04 | 0.04 | 0.04 | 0.04 | 0.088 | 0.088 | 0.088 | 0.1 |  | 14ud | [13 empty] | 14ud | [54 empty] | 14ud |  |  |  |  | 14 | 14ud-Garage floor | 0 | 14 | 14ud | 0.14 | 14ud | 14 | FALSE | FALSE | 17ud-Kloeber 3G | 0 | 17 | 17ud | 0.14 | 14ud | 11 | FALSE | FALSE | 17ud-Anglia PVC 2000 – Openable bottom L | 0 | 17 | 17ud | 0.14 | 14ud | 11 | FALSE | FALSE | 0661vs03-ATREA - DUPLEX Easy 300 | 0 | 113 | 0115 | 99999 | 99999 |  | TRUE | FALSE | 0389ch03-Genvex A/S - Combi 185L (operation point 200 m³/h) | 0 | 106 | 0388 | 99999 | 99999 |  | TRUE | FALSE |  | 1 | #VALUE! | 99999 | 99999 | 99999 |  | TRUE | FALSE | [70 empty] | 0
| 15ud | Garage roof | Garage roof | 0.318 | 0.15582 | 0 | [226 empty] | 15ud | GBS Performance Security (Guardian Climaguard Premium2, 4:14:4:16:4/2) | 0.53 | 0.6 | 15ud | Anglia PVC 2000 – Openable top L | 1.6 | 1.6 | 1.6 | 1.6 | 0.078 | 0.095 | 0.078 | 0.095 | 0.04 | 0.04 | 0.04 | 0.04 | 0.088 | 0.088 | 0.088 | 0.1 |  | 15ud | [13 empty] | 15ud | [54 empty] | 15ud |  |  |  |  | 15 | 15ud-Garage roof | 0 | 15 | 15ud | 0.15 | 15ud | 15 | FALSE | FALSE | 18ud-ecoHaus Internorm Triple Light 3N2 48mm (4b/18ar/4/18ar/4b) | 0 | 18 | 18ud | 0.15 | 15ud | 12 | FALSE | FALSE | 18ud-Anglia PVC 2000 – Openable bottom R | 0 | 18 | 18ud | 0.15 | 15ud | 12 | FALSE | FALSE | 0662vs03-ATREA - DUPLEX Easy 250 | 0 | 114 | 0116 | 99999 | 99999 |  | TRUE | FALSE | 0390ch03-NILAN A/S - Compact P (operation point 92 m³/h) | 0 | 107 | 0389 | 99999 | 99999 |  | TRUE | FALSE |  | 1 | #VALUE! | 99999 | 99999 | 99999 |  | TRUE | FALSE | [70 empty] | 0
| 16ud | Main House Wall | Main House Wall | 0.287 | 0.47013 | 0 | [226 empty] | 16ud | GBS PerformanceHigh g-value (SGG Planitherm XNII, 4:16:4:16:4) | 0.62 | 0.67 | 16ud | Anglia PVC 2000 – Openable top R | 1.6 | 1.6 | 1.6 | 1.6 | 0.095 | 0.078 | 0.078 | 0.095 | 0.04 | 0.04 | 0.04 | 0.04 | 0.088 | 0.088 | 0.088 | 0.1 |  | 16ud | [13 empty] | 16ud | [54 empty] | 16ud |  |  |  |  | 16 | 16ud-Main House Wall | 0 | 16 | 16ud | 0.16 | 16ud | 16 | FALSE | FALSE | 19ud-ecoHaus Internorm Triple Solar+ 32C 48mm (4b/18ar/4/18ar/4b) | 0 | 19 | 19ud | 0.16 | 16ud | 13 | FALSE | FALSE | 19ud-Anglia PVC 2000 – Fixed top L | 0 | 19 | 19ud | 0.16 | 16ud | 13 | FALSE | FALSE | 0516vs03-ATREA - DUPLEX370EC4 | 0 | 115 | 0226 | 99999 | 99999 |  | TRUE | FALSE | 0391ch03-NILAN A/S - Compact P (operation point 172 m³/h) | 0 | 108 | 0390 | 99999 | 99999 |  | TRUE | FALSE |  | 1 | #VALUE! | 99999 | 99999 | 99999 |  | TRUE | FALSE | [70 empty] | 0
| 17ud | Block Wall Doorway | Block Wall Doorway | 0.286 | 0.23438 | 0 | [226 empty] | 17ud | Kloeber 3G | 0.5 | 0.7 | 17ud | Anglia PVC 2000 – Openable bottom L | 1.6 | 1.6 | 1.6 | 1.6 | 0.078 | 0.095 | 0.095 | 0.078 | 0.04 | 0.04 | 0.04 | 0.04 | 0.088 | 0.088 | 0.088 | 0.1 |  | 17ud | [13 empty] | 17ud | [54 empty] | 17ud |  |  |  |  | 17 | 17ud-Block Wall Doorway | 0 | 17 | 17ud | 0.17 | 17ud | 17 | FALSE | FALSE | 20ud-ecoHaus Internorm 3+1 Light 37M for HV350 (6+4b/10ar/4/10ar/4b) | 0 | 20 | 20ud | 0.17 | 17ud | 14 | FALSE | FALSE | 20ud-Anglia PVC 2000 – Fixed top R | 0 | 20 | 20ud | 0.17 | 17ud | 14 | FALSE | FALSE | 0109vs03-Bauinfocenter - WRG 400 | 0 | 116 | 0227 | 99999 | 99999 |  | TRUE | FALSE | 0244ch03-Stiebel Eltron - LWZ 304 | 0 | 109 | 0391 | 99999 | 99999 |  | TRUE | FALSE |  | 1 | #VALUE! | 99999 | 99999 | 99999 |  | TRUE | FALSE | [70 empty] | 0
| 18ud | Woodfibre EWI 160mm | Woodfibre EWI 160mm | 0.453 | 0.15994 | 0 | [226 empty] | 18ud | ecoHaus Internorm Triple Light 3N2 48mm (4b/18ar/4/18ar/4b) | 0.5 | 0.5 | 18ud | Anglia PVC 2000 – Openable bottom R | 1.6 | 1.6 | 1.6 | 1.6 | 0.095 | 0.078 | 0.095 | 0.078 | 0.04 | 0.04 | 0.04 | 0.04 | 0.088 | 0.088 | 0.088 | 0.1 |  | 18ud | [13 empty] | 18ud | [54 empty] | 18ud |  |  |  |  | 18 | 18ud-Woodfibre EWI 160mm | 0 | 18 | 18ud | 0.18 | 18ud | 18 | FALSE | FALSE | 21ud-ecoHaus Internorm 3+1 Light 37G for HV350 (6+3b/12ar/2/12ar/3b) | 0 | 21 | 21ud | 0.18 | 18ud | 15 | FALSE | FALSE | 21ud-Anglia PVC 2000 – Fixed bottom L | 0 | 21 | 21ud | 0.18 | 18ud | 15 | FALSE | FALSE | 0261vs03-Benzing - WRGZ 300 | 0 | 117 | 0228 | 99999 | 99999 |  | TRUE | FALSE | 0383ch03-Tecalor - THZ 304 | 0 | 110 | 0392 | 99999 | 99999 |  | TRUE | FALSE |  | 1 | #VALUE! | 99999 | 99999 | 99999 |  | TRUE | FALSE | [70 empty] | 0
| 19ud | Woodfibre EWI 200mm | Woodfibre EWI 200mm | 0.493 | 0.14071 | 0 | [226 empty] | 19ud | ecoHaus Internorm Triple Solar+ 32C 48mm (4b/18ar/4/18ar/4b) | 0.61 | 0.6 | 19ud | Anglia PVC 2000 – Fixed top L | 1.6 | 1.6 | 1.6 | 1.6 | 0.053 | 0.038 | 0.038 | 0.053 | 0.04 | 0.04 | 0.04 | 0.04 | 0.088 | 0.088 | 0.088 | 0.1 |  | 19ud | [13 empty] | 19ud | [54 empty] | 19ud |  |  |  |  | 19 | 19ud-Woodfibre EWI 200mm | 0 | 19 | 19ud | 0.19 | 19ud | 19 | FALSE | FALSE | 22ud-ecoHaus Internorm 3+1 Light 3T2 for HV350 (6+4b/10kr/4/10kr/4b) | 0 | 22 | 22ud | 0.19 | 19ud | 16 | FALSE | FALSE | 22ud-Anglia PVC 2000 – Fixed bottom R | 0 | 22 | 22ud | 0.19 | 19ud | 16 | FALSE | FALSE | 0262vs03-Benzing - WRGZ 400 | 0 | 118 | 0229 | 99999 | 99999 |  | TRUE | FALSE | 0392ch03-Zimmermann - Proxon PH-S | 0 | 111 | 0509 | 99999 | 99999 |  | TRUE | FALSE |  | 1 | #VALUE! | 99999 | 99999 | 99999 |  | TRUE | FALSE | [70 empty] | 0
| 20ud | Main Wall IWI+thinEWI | Main Wall IWI+thinEWI | 0.465 | 0.13264 | 0 | [226 empty] | 20ud | ecoHaus Internorm 3+1 Light 37M for HV350 (6+4b/10ar/4/10ar/4b) | 0.49 | 0.7 | 20ud | Anglia PVC 2000 – Fixed top R | 1.6 | 1.6 | 1.6 | 1.6 | 0.038 | 0.053 | 0.038 | 0.053 | 0.04 | 0.04 | 0.04 | 0.04 | 0.088 | 0.088 | 0.088 | 0.1 |  | 20ud | [13 empty] | 20ud | [54 empty] | 20ud |  |  |  |  | 20 | 20ud-Main Wall IWI+thinEWI | 0 | 20 | 20ud | 0.2 | 20ud | 20 | FALSE | FALSE | 23ud-ecoHaus Internorm Double Light 20L 24mm (4/16ar/4b) | 0 | 23 | 23ud | 0.2 | 20ud | 17 | FALSE | FALSE | 24ud-Front Door -GBS ecocontract | 0 | 24 | 24ud | 0.2 | 20ud | 17 | FALSE | FALSE | 0641vs03-bluMartin - freeAir100 | 0 | 119 | 0230 | 99999 | 99999 |  | TRUE | FALSE |  | 1 | #VALUE! | 99999 | 99999 | 99999 |  | TRUE | FALSE |  | 1 | #VALUE! | 99999 | 99999 | 99999 |  | TRUE | FALSE | [70 empty] | 0
| 21ud | EPS EWI 160mm | EPS EWI 160mm | 0.453 | 0.15857 | 0 | [226 empty] | 21ud | ecoHaus Internorm 3+1 Light 37G for HV350 (6+3b/12ar/2/12ar/3b) | 0.5 | 0.6 | 21ud | Anglia PVC 2000 – Fixed bottom L | 1.6 | 1.6 | 1.6 | 1.6 | 0.053 | 0.038 | 0.053 | 0.038 | 0.04 | 0.04 | 0.04 | 0.04 | 0.088 | 0.088 | 0.088 | 0.1 |  | 21ud | [13 empty] | 21ud | [54 empty] | 21ud |  |  |  |  | 21 | 21ud-EPS EWI 160mm | 0 | 21 | 21ud | 0.21 | 21ud | 21 | FALSE | FALSE | 24ud-ecoHaus Internorm Triple Light 3T6 48mm (4besg/18ar/4/18ar/4besg) | 0 | 24 | 24ud | 0.21 | 21ud | 18 | FALSE | FALSE | 25ud-Extension PVC Door | 0 | 25 | 25ud | 0.21 | 21ud | 18 | FALSE | FALSE | 0581vs03-Brink - renovent-sky150 | 0 | 120 | 0231 | 99999 | 99999 |  | TRUE | FALSE |  | 1 | #VALUE! | 99999 | 99999 | 99999 |  | TRUE | FALSE |  | 1 | #VALUE! | 99999 | 99999 | 99999 |  | TRUE | FALSE | [70 empty] | 0
| 22ud | [231 empty] | 22ud | ecoHaus Internorm 3+1 Light 3T2 for HV350 (6+4b/10kr/4/10kr/4b) | 0.49 | 0.47 | 22ud | Anglia PVC 2000 – Fixed bottom R | 1.6 | 1.6 | 1.6 | 1.6 | 0.038 | 0.053 | 0.053 | 0.038 | 0.04 | 0.04 | 0.04 | 0.04 | 0.088 | 0.088 | 0.088 | 0.1 |  | 22ud | [13 empty] | 22ud | [54 empty] | 22ud |  |  |  |  | 22 | 93ud-Perforated bricks 24 - existing building | 0 | 93 | 93ud | 99999 | 99999 |  | TRUE | FALSE | 25ud-ecoHaus Internorm Triple Light 3FC 54mm (6besg/18ar/6/18ar/6besg) | 0 | 25 | 25ud | 0.22 | 22ud | 19 | FALSE | FALSE | 27ud-GBS Perf – fixed | 0 | 27 | 27ud | 0.22 | 22ud | 19 | FALSE | FALSE | 0532vs03-Brink - Renovent Excellent 300 (Plus) | 0 | 121 | 0231 | 99999 | 99999 |  | TRUE | FALSE |  | 1 | #VALUE! | 99999 | 99999 | 99999 |  | TRUE | FALSE |  | 1 | #VALUE! | 99999 | 99999 | 99999 |  | TRUE | FALSE | [70 empty] | 0
| 23ud | [231 empty] | 23ud | ecoHaus Internorm Double Light 20L 24mm (4/16ar/4b) | 0.5 | 1 | 23ud | [18 empty] | 23ud | [13 empty] | 23ud | [54 empty] | 23ud |  |  |  |  | 23 | 94ud-Solid brick 38 - existing building | 0 | 94 | 94ud | 99999 | 99999 |  | TRUE | FALSE | 26ud-ecoHaus Internorm Triple Light 36A 48mm (6besg/16ar/5/15ar/6besg) | 0 | 26 | 26ud | 0.23 | 23ud | 20 | FALSE | FALSE | 28ud-GBS Perf - inward opener | 0 | 28 | 28ud | 99999 | 99999 |  | TRUE | FALSE | 0265vs03-Brink - renovent-sky300 | 0 | 122 | 0235 | 99999 | 99999 |  | TRUE | FALSE |  | 1 | #VALUE! | 99999 | 99999 | 99999 |  | TRUE | FALSE |  | 1 | #VALUE! | 99999 | 99999 | 99999 |  | TRUE | FALSE | [70 empty] | 0
| 24ud | [231 empty] | 24ud | ecoHaus Internorm Triple Light 3T6 48mm (4besg/18ar/4/18ar/4besg) | 0.5 | 0.53 | 24ud | Front Door -GBS ecocontract | 1.6 | 1.6 | 1.6 | 1.6 | 0.11 | 0.11 | 0.11 | 0.11 | 0 | 0 | 0 | 0 | 0.023 | 0.023 | 0.023 | 0.023 |  | 24ud | [13 empty] | 24ud | [54 empty] | 24ud |  |  |  |  | 24 | 95ud-Half timbered 18 - existing building | 0 | 95 | 95ud | 99999 | 99999 |  | TRUE | FALSE | 27ud-ecoHaus Internorm Triple Light PartQ LAM/FLOAT 3GM 48mm (33b.2/15ar/4/18ar/4b) | 0 | 27 | 27ud | 0.24 | 24ud | 21 | FALSE | FALSE | 29ud-GBS ULTRA – fixed | 0 | 29 | 29ud | 0.24 | 24ud | 20 | FALSE | FALSE | 0503vs03-Brink - Renovent Excellent 400 (Plus) | 0 | 123 | 0236 | 99999 | 99999 |  | TRUE | FALSE |  | 1 | #VALUE! | 99999 | 99999 | 99999 |  | TRUE | FALSE |  | 1 | #VALUE! | 99999 | 99999 | 99999 |  | TRUE | FALSE | [70 empty] | 0
| 25ud | [231 empty] | 25ud | ecoHaus Internorm Triple Light 3FC 54mm (6besg/18ar/6/18ar/6besg) | 0.49 | 0.54 | 25ud | Extension PVC Door | 1.6 | 1.6 | 1.6 | 1.6 | 0.145 | 0.145 | 0.145 | 0.145 | 0 | 0 | 0 | 0 | 0.088 | 0.088 | 0.088 | 0.1 |  | 25ud | [13 empty] | 25ud | [54 empty] | 25ud |  |  |  |  | 25 | 96ud-Perforated bricks 30 - existing building | 0 | 96 | 96ud | 99999 | 99999 |  | TRUE | FALSE | 28ud-ecoHaus Internorm Triple Light PartQ LAM/TOUGH 3HT 48mm (33b.2/15ar/4/18ar/4besg) | 0 | 28 | 28ud | 0.25 | 25ud | 22 | FALSE | FALSE | 30ud-GBS ULTRA – inward opener | 0 | 30 | 30ud | 0.25 | 25ud | 21 | FALSE | FALSE | 0264vs03-Brink - Renovent HR Large | 0 | 124 | 0237 | 99999 | 99999 |  | TRUE | FALSE |  | 1 | #VALUE! | 99999 | 99999 | 99999 |  | TRUE | FALSE |  | 1 | #VALUE! | 99999 | 99999 | 99999 |  | TRUE | FALSE | [70 empty] | 0
| 26ud | [231 empty] | 26ud | ecoHaus Internorm Triple Light 36A 48mm (6besg/16ar/5/15ar/6besg) | 0.49 | 0.61 | 26ud | [18 empty] | 26ud | [13 empty] | 26ud | [54 empty] | 26ud |  |  |  |  | 26 | 97ud-Existing building-precast reinforced concrete building element | 0 | 97 | 97ud | 99999 | 99999 |  | TRUE | FALSE | 29ud-ecoHaus Internorm Triple Light PartQ LAM/TOUGH 3HV 48mm (44b.2/14ar/5/14ar/6besg) | 0 | 29 | 29ud | 0.26 | 26ud | 23 | FALSE | FALSE | 31ud-GBS ULTRA insulated outward opener | 0 | 31 | 31ud | 99999 | 99999 |  | TRUE | FALSE | 0801vs03-Brötje - LivingAir BLAK 300 | 0 | 125 | 0238 | 99999 | 99999 |  | TRUE | FALSE |  | 1 | #VALUE! | 99999 | 99999 | 99999 |  | TRUE | FALSE |  | 1 | #VALUE! | 99999 | 99999 | 99999 |  | TRUE | FALSE | [70 empty] | 0
| 27ud | [231 empty] | 27ud | ecoHaus Internorm Triple Light PartQ LAM/FLOAT 3GM 48mm (33b.2/15ar/4/18ar/4b) | 0.47 | 0.62 | 27ud | GBS Perf – fixed | 1.19 | 1.19 | 1.33 | 1.19 | 0.078 | 0.078 | 0.081 | 0.078 | 0.029 | 0.029 | 0.03 | 0.028 | 0.035 | 0.035 | 0.035 | 0.035 |  | 27ud | [13 empty] | 27ud | [54 empty] | 27ud |  |  |  |  | 27 | 98ud-Existing building-wooden beam ceiling | 0 | 98 | 98ud | 99999 | 99999 |  | TRUE | FALSE | 30ud-ecoHaus Internorm Triple Light PartQ LAM/TOUGH 54Y 54mm (44b.2/14ar/5/14ar/6besg) | 0 | 30 | 30ud | 0.27 | 27ud | 24 | FALSE | FALSE | 32ud-GBS ULTRA solid outward opener | 0 | 32 | 32ud | 0.27 | 27ud | 22 | FALSE | FALSE | 0663vs03-Brötje - LivingAir BLAK 450 | 0 | 126 | 0239 | 99999 | 99999 |  | TRUE | FALSE |  | 1 | #VALUE! | 99999 | 99999 | 99999 |  | TRUE | FALSE |  | 1 | #VALUE! | 99999 | 99999 | 99999 |  | TRUE | FALSE | [70 empty] | 0
| 28ud | [231 empty] | 28ud | ecoHaus Internorm Triple Light PartQ LAM/TOUGH 3HT 48mm (33b.2/15ar/4/18ar/4besg) | 0.47 | 0.62 | 28ud | GBS Perf - inward opener | 1.16 | 1.16 | 1.34 | 1.16 | 0.115 | 0.115 | 0.136 | 0.115 | 0.028 | 0.028 | 0.029 | 0.028 | 0.035 | 0.035 | 0.035 | 0.035 |  | 28ud | [13 empty] | 28ud | [54 empty] | 28ud |  |  |  |  | 28 | 99ud-Existing building-basement ceiling | 0 | 99 | 99ud | 99999 | 99999 |  | TRUE | FALSE | 92ud-Single glazing | 0 | 92 | 92ud | 0.28 | 28ud | 25 | FALSE | FALSE | 36ud-ecoHaus Internorm HF410 with ISO Spacer Bar | 0 | 36 | 36ud | 0.28 | 28ud | 23 | FALSE | FALSE | 0712vs03-Buderus - Buderus Logavent HRV2-350 | 0 | 127 | 0240 | 99999 | 99999 |  | TRUE | FALSE |  | 1 | #VALUE! | 99999 | 99999 | 99999 |  | TRUE | FALSE |  | 1 | #VALUE! | 99999 | 99999 | 99999 |  | TRUE | FALSE | [70 empty] | 0
| 29ud | [231 empty] | 29ud | ecoHaus Internorm Triple Light PartQ LAM/TOUGH 3HV 48mm (44b.2/14ar/5/14ar/6besg) | 0.53 | 0.88 | 29ud | GBS ULTRA – fixed | 0.96 | 0.96 | 1.01 | 0.96 | 0.083 | 0.083 | 0.086 | 0.083 | 0.023 | 0.023 | 0.022 | 0.023 | 0.035 | 0.035 | 0.035 | 0.035 |  | 29ud | [13 empty] | 29ud | [54 empty] | 29ud |  |  |  |  | 29 | 0336ws03-rihter - Rihter Pasiv | 0 | 103 | 0336 | 99999 | 99999 |  | TRUE | FALSE | 93ud-Double glazing 4/12mm air /4 | 0 | 93 | 93ud | 0.29 | 29ud | 26 | FALSE | FALSE | 37ud-ecoHaus Internorm KF410 No Foam, non Certified with ISO spacer | 0 | 37 | 37ud | 0.29 | 29ud | 24 | FALSE | FALSE | 0713vs03-Buderus - Buderus Logavent HRV2-230 | 0 | 128 | 0241 | 99999 | 99999 |  | TRUE | FALSE |  | 1 | #VALUE! | 99999 | 99999 | 99999 |  | TRUE | FALSE |  | 1 | #VALUE! | 99999 | 99999 | 99999 |  | TRUE | FALSE | [70 empty] | 1
| 30ud | [231 empty] | 30ud | ecoHaus Internorm Triple Light PartQ LAM/TOUGH 54Y 54mm (44b.2/14ar/5/14ar/6besg) | 0.52 | 0.81 | 30ud | GBS ULTRA – inward opener | 0.96 | 0.96 | 1.08 | 0.96 | 0.12 | 0.12 | 0.138 | 0.12 | 0.024 | 0.024 | 0.024 | 0.024 | 0.035 | 0.035 | 0.035 | 0.035 |  | 30ud | [13 empty] | 30ud | [54 empty] | 30ud |  |  |  |  | 30 | 0338ws03-alligator - ALLIGATOR Passivhaus WDVS | 0 | 104 | 0338 | 99999 | 99999 |  | TRUE | FALSE | 94ud-Double glazing 4/16mm air /4 | 0 | 94 | 94ud | 0.3 | 30ud | 27 | FALSE | FALSE | 38ud-ecoHaus Internorm KF410 P1 EPS Foam, non Certified ISO spacer | 0 | 38 | 38ud | 0.3 | 30ud | 25 | FALSE | FALSE | 0714vs03-Buderus - Buderus Logavent HRV2-140 | 0 | 129 | 0242 | 99999 | 99999 |  | TRUE | FALSE |  | 1 | #VALUE! | 99999 | 99999 | 99999 |  | TRUE | FALSE |  | 1 | #VALUE! | 99999 | 99999 | 99999 |  | TRUE | FALSE | [70 empty] | 1
| 31ud | [231 empty] | 31ud |  |  |  | 31ud | GBS ULTRA insulated outward opener | 0.84 | 0.84 | 0.82 | 0.84 | 0.12 | 0.12 | 0.138 | 0.12 | 0.023 | 0.023 | 0.023 | 0.023 | 0.035 | 0.035 | 0.035 | 0.035 |  | 31ud | [13 empty] | 31ud | [54 empty] | 31ud |  |  |  |  | 31 | 0339ws03-alsecco - alsecco Passivhaussystem | 0 | 105 | 0339 | 99999 | 99999 |  | TRUE | FALSE | 95ud-Double glazing 4/20mm air /4 | 0 | 95 | 95ud | 99999 | 99999 |  | TRUE | FALSE | 39ud-ecoHaus Internorm KF410 P2 EPS Foam, non Certified ISO spacer | 0 | 39 | 39ud | 0.31 | 31ud | 26 | FALSE | FALSE | 0266vs03-Buderus - Logavent HRV 21 V2 | 0 | 130 | 0252 | 99999 | 99999 |  | TRUE | FALSE |  | 1 | #VALUE! | 99999 | 99999 | 99999 |  | TRUE | FALSE |  | 1 | #VALUE! | 99999 | 99999 | 99999 |  | TRUE | FALSE | [70 empty] | 1
| 32ud | [231 empty] | 32ud |  |  |  | 32ud | GBS ULTRA solid outward opener | 1.02 | 1.02 | 1.08 | 1.02 | 0.12 | 0.12 | 0.138 | 0.12 | 0.023 | 0.023 | 0.022 | 0.023 | 0.035 | 0.035 | 0.035 | 0.035 |  | 32ud | [13 empty] | 32ud | [54 empty] | 32ud |  |  |  |  | 32 | 0341ws03-Brillux - PassivHaus WDV-System | 0 | 106 | 0341 | 99999 | 99999 |  | TRUE | FALSE | 96ud-Double glazing 4/25mm air /4 | 0 | 96 | 96ud | 99999 | 99999 |  | TRUE | FALSE | 48ud-EXISTING: PVC good – foamfilled | 0 | 48 | 48ud | 0.32 | 32ud | 27 | FALSE | FALSE | 0267vs03-Buderus - Logavent HRV 31 | 0 | 131 | 0257 | 99999 | 99999 |  | TRUE | FALSE |  | 1 | #VALUE! | 99999 | 99999 | 99999 |  | TRUE | FALSE |  | 1 | #VALUE! | 99999 | 99999 | 99999 |  | TRUE | FALSE | [70 empty] | 1
| 33ud | [231 empty] | 33ud |  |  |  | 33ud | [18 empty] | 33ud | [13 empty] | 33ud | [54 empty] | 33ud |  |  |  |  | 33 | 0342ws03-Caparol - Capatect-WDVS für Passivhaus-Bauweise | 0 | 107 | 0342 | 99999 | 99999 |  | TRUE | FALSE | 97ud-Double glazing 4/30mm air /4 | 0 | 97 | 97ud | 99999 | 99999 |  | TRUE | FALSE | 51ud-PH frame: average thermal quality | 0 | 51 | 51ud | 99999 | 99999 |  | TRUE | FALSE | 0783vs03-Dantherm - Dantherm HCC 2 | 0 | 132 | 0258 | 99999 | 99999 |  | TRUE | FALSE |  | 1 | #VALUE! | 99999 | 99999 | 99999 |  | TRUE | FALSE |  | 1 | #VALUE! | 99999 | 99999 | 99999 |  | TRUE | FALSE | [70 empty] | 1
| 34ud | [231 empty] | 34ud |  |  |  | 34ud | Kloeber casement | [17 empty] | 34ud | [13 empty] | 34ud | [54 empty] | 34ud |  |  |  |  | 34 | 0343ws03-danwood - DANWOOD PASSIVHAUS-BAUSYSTEM | 0 | 108 | 0343 | 99999 | 99999 |  | TRUE | FALSE | 98ud-Triple glazing 4/10air/4/10air/4 | 0 | 98 | 98ud | 99999 | 99999 |  | TRUE | FALSE | 52ud-PH frame: good thermal quality | 0 | 52 | 52ud | 99999 | 99999 |  | TRUE | FALSE | 0272vs03-Dantherm - Dantherm HCH 5 | 0 | 133 | 0259 | 99999 | 99999 |  | TRUE | FALSE |  | 1 | #VALUE! | 99999 | 99999 | 99999 |  | TRUE | FALSE |  | 1 | #VALUE! | 99999 | 99999 | 99999 |  | TRUE | FALSE | [70 empty] | 1
| 35ud | [231 empty] | 35ud |  |  |  | 35ud | [18 empty] | 35ud | [13 empty] | 35ud | [54 empty] | 35ud |  |  |  |  | 35 | 0344ws03-eder - EDERPLAN XP 50 TRIONIC | 0 | 109 | 0344 | 99999 | 99999 |  | TRUE | FALSE | 99ud-Double low-E glazing 4/16Argon90%/4 Epsilon=0.1 | 0 | 99 | 99ud | 99999 | 99999 |  | TRUE | FALSE | 53ud-EXISTING: timber 45 mm | 0 | 53 | 53ud | 99999 | 99999 |  | TRUE | FALSE | 0273vs03-Dantherm - Dantherm HCH 8 | 0 | 134 | 0260 | 99999 | 99999 |  | TRUE | FALSE |  | 1 | #VALUE! | 99999 | 99999 | 99999 |  | TRUE | FALSE |  | 1 | #VALUE! | 99999 | 99999 | 99999 |  | TRUE | FALSE | [70 empty] | 1
| 36ud | [231 empty] | 36ud |  |  |  | 36ud | ecoHaus Internorm HF410 with ISO Spacer Bar | 0.86 | 0.86 | 0.86 | 0.86 | 0.108 | 0.108 | 0.138 | 0.108 | 0.036 | 0.036 | 0.036 | 0.036 | 0.035 | 0.035 | 0.035 | 0.035 |  | 36ud | [13 empty] | 36ud | [54 empty] | 36ud |  |  |  |  | 36 | 0345ws03-fingerhaus - FINGERHAUS PASSIVHAUS-BAUSYSTEM | 0 | 110 | 0345 | 99999 | 99999 |  | TRUE | FALSE | 0665gl03-Guardian - ClimaGuard nrG (4:/12/4/12/:4 Kr 90%) | 0 | 103 | 0129 | 99999 | 99999 |  | TRUE | FALSE | 54ud-EXISTING: timber 68 mm | 0 | 54 | 54ud | 0.36 | 36ud | 28 | FALSE | FALSE | 0274vs03-Dantherm - Dantherm HCV 3 | 0 | 135 | 0261 | 99999 | 99999 |  | TRUE | FALSE |  | 1 | #VALUE! | 99999 | 99999 | 99999 |  | TRUE | FALSE |  | 1 | #VALUE! | 99999 | 99999 | 99999 |  | TRUE | FALSE | [70 empty] | 1
| 37ud | [231 empty] | 37ud |  |  |  | 37ud | ecoHaus Internorm KF410 No Foam, non Certified with ISO spacer | 1.1 | 1.1 | 1.1 | 1.1 | 0.112 | 0.112 | 0.142 | 0.112 | 0.033 | 0.033 | 0.033 | 0.033 | 0.035 | 0.035 | 0.035 | 0.035 |  | 37ud | [13 empty] | 37ud | [54 empty] | 37ud |  |  |  |  | 37 | 0346ws03-Metsä-Wood-Finnframe - FinnFrame-Bausystem | 0 | 111 | 0346 | 99999 | 99999 |  | TRUE | FALSE | 0666gl03-AGC - iplus Advanced 1.0 (4:/12/4/12/:4 Kr 90%) | 0 | 104 | 0132 | 99999 | 99999 |  | TRUE | FALSE | 55ud-EXISTING: PVC good | 0 | 55 | 55ud | 0.37 | 37ud | 29 | FALSE | FALSE | 0275vs03-Dantherm - Dantherm HCV 5 | 0 | 136 | 0262 | 99999 | 99999 |  | TRUE | FALSE |  | 1 | #VALUE! | 99999 | 99999 | 99999 |  | TRUE | FALSE |  | 1 | #VALUE! | 99999 | 99999 | 99999 |  | TRUE | FALSE | [70 empty] | 1
| 38ud | [231 empty] | 38ud |  |  |  | 38ud | ecoHaus Internorm KF410 P1 EPS Foam, non Certified ISO spacer | 0.92 | 0.92 | 0.92 | 0.92 | 0.112 | 0.112 | 0.142 | 0.112 | 0.033 | 0.033 | 0.033 | 0.033 | 0.035 | 0.035 | 0.035 | 0.035 |  | 38ud | [13 empty] | 38ud | [54 empty] | 38ud |  |  |  |  | 38 | 0347ws03-Metsä-Wood-Kerto - Kerto-Bausystem | 0 | 112 | 0347 | 99999 | 99999 |  | TRUE | FALSE | 0667gl03-AGC - iplus Advanced 1.0 (4:/14/4/14/:4 Ar 90%) | 0 | 105 | 0138 | 99999 | 99999 |  | TRUE | FALSE | 56ud-EXISTING: PVC until 1998 | 0 | 56 | 56ud | 0.38 | 38ud | 30 | FALSE | FALSE | 0704vs03-aerosilent stratos - Drexel und Weiss | 0 | 137 | 0264 | 99999 | 99999 |  | TRUE | FALSE |  | 1 | #VALUE! | 99999 | 99999 | 99999 |  | TRUE | FALSE |  | 1 | #VALUE! | 99999 | 99999 | 99999 |  | TRUE | FALSE | [70 empty] | 1
| 39ud | [231 empty] | 39ud |  |  |  | 39ud | ecoHaus Internorm KF410 P2 EPS Foam, non Certified ISO spacer | 0.85 | 0.85 | 0.85 | 0.85 | 0.112 | 0.112 | 0.142 | 0.112 | 0.033 | 0.033 | 0.033 | 0.033 | 0.035 | 0.035 | 0.035 | 0.035 |  | 39ud | [13 empty] | 39ud | [54 empty] | 39ud |  |  |  |  | 39 | 0348ws03-MERK Timber GmbH - Leno Brettsperrholz | 0 | 113 | 0348 | 99999 | 99999 |  | TRUE | FALSE | 0668gl03-AGC - iplus Advanced 1.0 (4:/15/4/15/:4 Ar 90%) | 0 | 106 | 0139 | 99999 | 99999 |  | TRUE | FALSE | 57ud-EXISTING: PVC before 1972 | 0 | 57 | 57ud | 0.39 | 39ud | 31 | FALSE | FALSE | 0482vs03-Drexel und Weiss - aerosilent bianco | 0 | 138 | 0265 | 99999 | 99999 |  | TRUE | FALSE |  | 1 | #VALUE! | 99999 | 99999 | 99999 |  | TRUE | FALSE |  | 1 | #VALUE! | 99999 | 99999 | 99999 |  | TRUE | FALSE | [70 empty] | 1
| 40ud | [231 empty] | 40ud |  |  |  | 40ud | [18 empty] | 40ud | [13 empty] | 40ud | [54 empty] | 40ud |  |  |  |  | 40 | 0349ws03-gisoton - GISOPLAN-THERM 375/225 | 0 | 114 | 0349 | 99999 | 99999 |  | TRUE | FALSE | 0669gl03-AGC - iplus Advanced 1.0 (4:/16/4/16/:4 Ar 90%) | 0 | 107 | 0140 | 99999 | 99999 |  | TRUE | FALSE | 58ud-EXISTING: metallic, with thermal break | 0 | 58 | 58ud | 99999 | 99999 |  | TRUE | FALSE | 0276vs03-Drexel und Weiss - aerosilent-topo | 0 | 139 | 0266 | 99999 | 99999 |  | TRUE | FALSE |  | 1 | #VALUE! | 99999 | 99999 | 99999 |  | TRUE | FALSE |  | 1 | #VALUE! | 99999 | 99999 | 99999 |  | TRUE | FALSE | [70 empty] | 1
| 41ud | [231 empty] | 41ud |  |  |  | 41ud | [18 empty] | 41ud | [13 empty] | 41ud | [54 empty] | 41ud |  |  |  |  | 41 | 0352ws03-hotblok - HOTBLOK Bausystem für Passivhäuser | 0 | 115 | 0352 | 99999 | 99999 |  | TRUE | FALSE | 0670gl03-AGC - iplus Top 1.1 (4:/10/4/10/:4 Kr 90%) | 0 | 108 | 0178 | 99999 | 99999 |  | TRUE | FALSE | 59ud-EXISTING: metallic, without thermal break | 0 | 59 | 59ud | 99999 | 99999 |  | TRUE | FALSE | 0695vs03-Enervent - LTR-2 eco EC (DP) | 0 | 140 | 0267 | 99999 | 99999 |  | TRUE | FALSE |  | 1 | #VALUE! | 99999 | 99999 | 99999 |  | TRUE | FALSE |  | 1 | #VALUE! | 99999 | 99999 | 99999 |  | TRUE | FALSE | [70 empty] | 1
| 42ud | [231 empty] | 42ud |  |  |  | 42ud | [18 empty] | 42ud | [13 empty] | 42ud | [54 empty] | 42ud |  |  |  |  | 42 | 0353ws03-isorast - Isorast-Schalungssystem | 0 | 116 | 0353 | 99999 | 99999 |  | TRUE | FALSE | 0671gl03-AGC - iplus Top 1.1 (4:/12/4/12/:4 Kr 90%) | 0 | 109 | 0179 | 99999 | 99999 |  | TRUE | FALSE | 60ud-EXISTING: metallic, without thermal break, paint | 0 | 60 | 60ud | 99999 | 99999 |  | TRUE | FALSE | 0252vs03-Enervent - Pelican eco ED (DP) | 0 | 141 | 0272 | 99999 | 99999 |  | TRUE | FALSE |  | 1 | #VALUE! | 99999 | 99999 | 99999 |  | TRUE | FALSE |  | 1 | #VALUE! | 99999 | 99999 | 99999 |  | TRUE | FALSE | [70 empty] | 1
| 43ud | [231 empty] | 43ud |  |  |  | 43ud | [18 empty] | 43ud | [13 empty] | 43ud | [54 empty] | 43ud |  |  |  |  | 43 | 0355ws03-isover-hb-hlf - ISOVER Holzbausystem für Passivhäuser (mit hinterlüfteter Fassade) | 0 | 117 | 0355 | 99999 | 99999 |  | TRUE | FALSE | 0672gl03-AGC - iplus Top 1.1 (4:/14/4/14/:4 Ar 90%) | 0 | 110 | 0180 | 99999 | 99999 |  | TRUE | FALSE | 61ud-INSTALLATION SITUATION: timber, not insulated, masonry, not insulated | 0 | 61 | 61ud | 99999 | 99999 |  | TRUE | FALSE | 0231vl03-GEA - Com4mini 750 | 0 | 142 | 0273 | 99999 | 99999 |  | TRUE | FALSE |  | 1 | #VALUE! | 99999 | 99999 | 99999 |  | TRUE | FALSE |  | 1 | #VALUE! | 99999 | 99999 | 99999 |  | TRUE | FALSE | [70 empty] | 1
| 44ud | [231 empty] | 44ud |  |  |  | 44ud | [18 empty] | 44ud | [13 empty] | 44ud | [54 empty] | 44ud |  |  |  |  | 44 | 0356ws03-isover-hb-wdvs - ISOVER Holzbausystem für Passivhäuser (mit Wärmedämmverbundsystem) | 0 | 118 | 0356 | 99999 | 99999 |  | TRUE | FALSE | 0673gl03-AGC - iplus Top 1.1 (4:/15/4/15/:4 Ar 90%) | 0 | 111 | 0181 | 99999 | 99999 |  | TRUE | FALSE | 62ud-INSTALLATION SITUATION: timber, not insulated, covered with 60 mm EIFS | 0 | 62 | 62ud | 99999 | 99999 |  | TRUE | FALSE | 0278vs03-Genvex A/S - GES Energy Opt100 | 0 | 143 | 0274 | 99999 | 99999 |  | TRUE | FALSE |  | 1 | #VALUE! | 99999 | 99999 | 99999 |  | TRUE | FALSE |  | 1 | #VALUE! | 99999 | 99999 | 99999 |  | TRUE | FALSE | [70 empty] | 1
| 45ud | [231 empty] | 45ud |  |  |  | 45ud | [18 empty] | 45ud | [13 empty] | 45ud | [54 empty] | 45ud |  |  |  |  | 45 | 0357ws03-isover-mb-hlf - ISOVER Massivbausystem für Passivhäuser (mit hinterlüfteter Fassade) | 0 | 119 | 0357 | 99999 | 99999 |  | TRUE | FALSE | 0674gl03-AGC - iplus Top 1.1 (4:/16/4/16/:4 Ar 90%) | 0 | 112 | 0182 | 99999 | 99999 |  | TRUE | FALSE | 63ud-INSTALLATION SITUATION: PVC, not insulated, masonry, not insulated | 0 | 63 | 63ud | 99999 | 99999 |  | TRUE | FALSE | 0277vs03-Genvex A/S - GE Energy 1 | 0 | 144 | 0275 | 99999 | 99999 |  | TRUE | FALSE |  | 1 | #VALUE! | 99999 | 99999 | 99999 |  | TRUE | FALSE |  | 1 | #VALUE! | 99999 | 99999 | 99999 |  | TRUE | FALSE | [70 empty] | 1
| 46ud | [231 empty] | 46ud |  |  |  | 46ud | [18 empty] | 46ud | [13 empty] | 46ud | [54 empty] | 46ud |  |  |  |  | 46 | 0358ws03-isover-mb-wdvs - ISOVER Massivbausystem für Passivhäuser (mit Wärmedämmverbundsystem) | 0 | 120 | 0358 | 99999 | 99999 |  | TRUE | FALSE | 0675gl03-AGC - iplus Top 1.1T (4:/10/4/10/:4 Kr 90%) | 0 | 113 | 0183 | 99999 | 99999 |  | TRUE | FALSE | 64ud-INSTALLATION SITUATION: PVC, not insulated, insulated with EIFS 6cm | 0 | 64 | 64ud | 99999 | 99999 |  | TRUE | FALSE | 0630vs03-Glen Dimplex - ZL 150 | 0 | 145 | 0276 | 99999 | 99999 |  | TRUE | FALSE |  | 1 | #VALUE! | 99999 | 99999 | 99999 |  | TRUE | FALSE |  | 1 | #VALUE! | 99999 | 99999 | 99999 |  | TRUE | FALSE | [70 empty] | 1
| 47ud | [231 empty] | 47ud |  |  |  | 47ud | [18 empty] | 47ud | [13 empty] | 47ud | [54 empty] | 47ud |  |  |  |  | 47 | 0359ws03-kingspan - WDV-System mit Kooltherm K5 022 | 0 | 121 | 0359 | 99999 | 99999 |  | TRUE | FALSE | 0676gl03-AGC - iplus Top 1.1T (4:/12/4/12/:4 Kr 90%) | 0 | 114 | 0184 | 99999 | 99999 |  | TRUE | FALSE | 65ud-INSTALLATION SITUATION: Metal, no thermal break, masonry wall, not insulated | 0 | 65 | 65ud | 99999 | 99999 |  | TRUE | FALSE | 0691vs03-Glen Dimplex - ZL 155 HF (C) | 0 | 146 | 0277 | 99999 | 99999 |  | TRUE | FALSE |  | 1 | #VALUE! | 99999 | 99999 | 99999 |  | TRUE | FALSE |  | 1 | #VALUE! | 99999 | 99999 | 99999 |  | TRUE | FALSE | [70 empty] | 1
| 48ud | [231 empty] | 48ud |  |  |  | 48ud | EXISTING: PVC good – foamfilled | 1.4 | 1.4 | 1.4 | 1.4 | 0.14 | 0.14 | 0.14 | 0.14 | 0.04 | 0.04 | 0.04 | 0.04 | 0.04 | 0.04 | 0.04 | 0.04 |  | 48ud | [13 empty] | 48ud | [54 empty] | 48ud |  |  |  |  | 48 | 0360ws03-kingspan-tek - Kingspan TEK Bausystem | 0 | 122 | 0360 | 99999 | 99999 |  | TRUE | FALSE | 0677gl03-AGC - iplus Top 1.1T (4:/14/4/14/:4 Ar 90%) | 0 | 115 | 0185 | 99999 | 99999 |  | TRUE | FALSE | 66ud-INSTALLATION SITUATION: insulated timber, EIFS, in insulation layer | 0 | 66 | 66ud | 0.48 | 48ud | 32 | FALSE | FALSE | 0692vs03-Glen Dimplex - ZL 275 HF (C) | 0 | 147 | 0278 | 99999 | 99999 |  | TRUE | FALSE |  | 1 | #VALUE! | 99999 | 99999 | 99999 |  | TRUE | FALSE |  | 1 | #VALUE! | 99999 | 99999 | 99999 |  | TRUE | FALSE | [70 empty] | 1
| 49ud | [231 empty] | 49ud |  |  |  | 49ud | [18 empty] | 49ud | [13 empty] | 49ud | [54 empty] | 49ud |  |  |  |  | 49 | 0361ws03-knauf - Knauf WARM-WAND Systeme | 0 | 123 | 0361 | 99999 | 99999 |  | TRUE | FALSE | 0678gl03-AGC - iplus Top 1.1T (4:/15/4/15/:4 Ar 90%) | 0 | 116 | 0186 | 99999 | 99999 |  | TRUE | FALSE | 67ud-INSTALLATION SITUATION: insulated timber, EIFS, partially on masonry wall | 0 | 67 | 67ud | 99999 | 99999 |  | TRUE | FALSE | 0603vs03-Glen Dimplex - ZL 300 VF | 0 | 148 | 0279 | 99999 | 99999 |  | TRUE | FALSE |  | 1 | #VALUE! | 99999 | 99999 | 99999 |  | TRUE | FALSE |  | 1 | #VALUE! | 99999 | 99999 | 99999 |  | TRUE | FALSE | [70 empty] | 1
| 50ud | [231 empty] | 50ud |  |  |  | 50ud | [18 empty] | 50ud | [13 empty] | 50ud | [54 empty] | 50ud |  |  |  |  | 50 | 0363ws03-Lebensraum Holz - FREE-Bausystem | 0 | 124 | 0363 | 99999 | 99999 |  | TRUE | FALSE | 0679gl03-AGC - iplus Top 1.1T (4:/16/4/16/:4 Ar 90%) | 0 | 117 | 0187 | 99999 | 99999 |  | TRUE | FALSE | 68ud-INSTALLATION SITUATION: insulated timber, EIFS, flush with the masonry wall on the outside | 0 | 68 | 68ud | 99999 | 99999 |  | TRUE | FALSE | 0604vs03-Glen Dimplex - ZL 400 VF | 0 | 149 | 0280 | 99999 | 99999 |  | TRUE | FALSE |  | 1 | #VALUE! | 99999 | 99999 | 99999 |  | TRUE | FALSE |  | 1 | #VALUE! | 99999 | 99999 | 99999 |  | TRUE | FALSE | [70 empty] | 1
| 51ud | [231 empty] | 51ud |  |  |  | 51ud | PH frame: average thermal quality | 0.75 | 0.75 | 0.75 | 0.75 | 0.14 | 0.14 | 0.14 | 0.14 | 0.04 | 0.04 | 0.04 | 0.04 | 0.04 | 0.04 | 0.04 | 0.04 |  | 51ud | [13 empty] | 51ud | [54 empty] | 51ud |  |  |  |  | 51 | 0364ws03-leipfinger - Unipor W07 CORISO | 0 | 125 | 0364 | 99999 | 99999 |  | TRUE | FALSE | 0409gl03-Guardian - ClimaGuard nrG (4:/18/4/18/:4 Ar 90%) | 0 | 118 | 0189 | 99999 | 99999 |  | TRUE | FALSE | 69ud-INSTALLATION SITUATION: insulated timber, lightweight wall (optimal) | 0 | 69 | 69ud | 0.51 | 51ud | 33 | FALSE | FALSE | 0553vs03-Heinemann - ValloMulti 200 MV | 0 | 150 | 0282 | 99999 | 99999 |  | TRUE | FALSE |  | 1 | #VALUE! | 99999 | 99999 | 99999 |  | TRUE | FALSE |  | 1 | #VALUE! | 99999 | 99999 | 99999 |  | TRUE | FALSE | [70 empty] | 1
| 52ud | [231 empty] | 52ud |  |  |  | 52ud | PH frame: good thermal quality | 0.72 | 0.72 | 0.72 | 0.72 | 0.14 | 0.14 | 0.14 | 0.14 | 0.035 | 0.035 | 0.035 | 0.035 | 0.04 | 0.04 | 0.04 | 0.04 |  | 52ud | [13 empty] | 52ud | [54 empty] | 52ud |  |  |  |  | 52 | 0365ws03-lumar-eko - LUMAR PASIV EKO | 0 | 126 | 0365 | 99999 | 99999 |  | TRUE | FALSE | 0410gl03-Guardian - ClimaGuard nrG (4:/16/4/16/:4 Ar 90%) | 0 | 119 | 0190 | 99999 | 99999 |  | TRUE | FALSE | 70ud-INSTALLATION SITUATION: insulated timber, insulated concrete formwork (optimal) | 0 | 70 | 70ud | 0.52 | 52ud | 34 | FALSE | FALSE | 0553vs03-Heinemann - ValloMulti 300 MV | 0 | 151 | 0283 | 99999 | 99999 |  | TRUE | FALSE |  | 1 | #VALUE! | 99999 | 99999 | 99999 |  | TRUE | FALSE |  | 1 | #VALUE! | 99999 | 99999 | 99999 |  | TRUE | FALSE | [70 empty] | 1
| 53ud | [231 empty] | 53ud |  |  |  | 53ud | EXISTING: timber 45 mm | 2.5 | 2.5 | 2.5 | 2.5 | 0.14 | 0.14 | 0.14 | 0.14 | 0.05 | 0.05 | 0.05 | 0.05 | 0.04 | 0.04 | 0.04 | 0.04 |  | 53ud | [13 empty] | 53ud | [54 empty] | 53ud |  |  |  |  | 53 | 0367ws03-rockwool - Rockshell | 0 | 127 | 0367 | 99999 | 99999 |  | TRUE | FALSE | 0411gl03-Guardian - ClimaGuard nrG (4:/14/4/14/:4 Ar 90%) | 0 | 120 | 0191 | 99999 | 99999 |  | TRUE | FALSE | 71ud-INSTALLATION SITUATION: insulated PVC, EIFS, insulation layer | 0 | 71 | 71ud | 0.53 | 53ud | 35 | FALSE | FALSE | 0753vs03-Heinemann - ValloPlus 510 MV | 0 | 152 | 0284 | 99999 | 99999 |  | TRUE | FALSE |  | 1 | #VALUE! | 99999 | 99999 | 99999 |  | TRUE | FALSE |  | 1 | #VALUE! | 99999 | 99999 | 99999 |  | TRUE | FALSE | [70 empty] | 1
| 54ud | [231 empty] | 54ud |  |  |  | 54ud | EXISTING: timber 68 mm | 1.6 | 1.6 | 1.6 | 1.6 | 0.14 | 0.14 | 0.14 | 0.14 | 0.04 | 0.04 | 0.04 | 0.04 | 0.04 | 0.04 | 0.04 | 0.04 |  | 54ud | [13 empty] | 54ud | [54 empty] | 54ud |  |  |  |  | 54 | 0369ws03-stotherm-classic - StoTherm Classic für Passivhäuser | 0 | 128 | 0369 | 99999 | 99999 |  | TRUE | FALSE | 0412gl03-Guardian - ClimaGuard nrG (4:/12/4/12/:4 Kr 90%) | 0 | 121 | 0192 | 99999 | 99999 |  | TRUE | FALSE | 72ud-INSTALLATION SITUATION: insulated PVC, EIFS, partially on masonry wall | 0 | 72 | 72ud | 0.54 | 54ud | 36 | FALSE | FALSE | 0552vs03-Heinemann - ValloPlus 270 SE | 0 | 153 | 0285 | 99999 | 99999 |  | TRUE | FALSE |  | 1 | #VALUE! | 99999 | 99999 | 99999 |  | TRUE | FALSE |  | 1 | #VALUE! | 99999 | 99999 | 99999 |  | TRUE | FALSE | [70 empty] | 1
| 55ud | [231 empty] | 55ud |  |  |  | 55ud | EXISTING: PVC good | 1.6 | 1.6 | 1.6 | 1.6 | 0.14 | 0.14 | 0.14 | 0.14 | 0.04 | 0.04 | 0.04 | 0.04 | 0.04 | 0.04 | 0.04 | 0.04 |  | 55ud | [13 empty] | 55ud | [54 empty] | 55ud |  |  |  |  | 55 | 0371ws03-vpg - VST Passivhaus-Verbundschalungssystem | 0 | 129 | 0371 | 99999 | 99999 |  | TRUE | FALSE | 0625gl03-Guardian - ClimaGuard Premium2 (4:/16/4/16/:4 Ar 90%) | 0 | 122 | 0193 | 99999 | 99999 |  | TRUE | FALSE | 73ud-INSTALLATION SITUATION: insulated PVC, EIFS, flush with the masonry wall on the outside | 0 | 73 | 73ud | 0.55 | 55ud | 37 | FALSE | FALSE | 0553vs03-Heinemann - ValloPlus 510 SE | 0 | 154 | 0286 | 99999 | 99999 |  | TRUE | FALSE |  | 1 | #VALUE! | 99999 | 99999 | 99999 |  | TRUE | FALSE |  | 1 | #VALUE! | 99999 | 99999 | 99999 |  | TRUE | FALSE | [70 empty] | 1
| 56ud | [231 empty] | 56ud |  |  |  | 56ud | EXISTING: PVC until 1998 | 1.8 | 1.8 | 1.8 | 1.8 | 0.14 | 0.14 | 0.14 | 0.14 | 0.05 | 0.05 | 0.05 | 0.05 | 0.04 | 0.04 | 0.04 | 0.04 |  | 56ud | [13 empty] | 56ud | [54 empty] | 56ud |  |  |  |  | 56 | 0372ws03-wolf - Wolf-Thermo-Module | 0 | 130 | 0372 | 99999 | 99999 |  | TRUE | FALSE | 0626gl03-Guardian - ClimaGuard Premium2 (4:/16/4/16/:4 Ar 90%) | 0 | 123 | 0194 | 99999 | 99999 |  | TRUE | FALSE | 74ud-INSTALLATION SITUATION: insulated PVC, lightweight wall (optimal) | 0 | 74 | 74ud | 0.56 | 56ud | 38 | FALSE | FALSE | 0282vs03-Heinemann - Vallox KWL 80_SE | 0 | 155 | 0287 | 99999 | 99999 |  | TRUE | FALSE |  | 1 | #VALUE! | 99999 | 99999 | 99999 |  | TRUE | FALSE |  | 1 | #VALUE! | 99999 | 99999 | 99999 |  | TRUE | FALSE | [70 empty] | 1
| 57ud | [231 empty] | 57ud |  |  |  | 57ud | EXISTING: PVC before 1972 | 2.2 | 2.2 | 2.2 | 2.2 | 0.14 | 0.14 | 0.14 | 0.14 | 0.05 | 0.05 | 0.05 | 0.05 | 0.04 | 0.04 | 0.04 | 0.04 |  | 57ud | [13 empty] | 57ud | [54 empty] | 57ud |  |  |  |  | 57 | 0373ws03-a-hus - A-Hus PASSIVE HOUSE SYSTEM | 0 | 131 | 0373 | 99999 | 99999 |  | TRUE | FALSE | 0627gl03-Guardian - ClimaGuard Premium2 (4:/14/4/14/:4 Ar 90%) | 0 | 124 | 0195 | 99999 | 99999 |  | TRUE | FALSE | 75ud-INSTALLATION SITUATION: insulated PVC, insulated concrete formwork (optimal) | 0 | 75 | 75ud | 0.57 | 57ud | 39 | FALSE | FALSE | 0283vs03-Heinemann - Vallox KWL 90_SE | 0 | 156 | 0288 | 99999 | 99999 |  | TRUE | FALSE |  | 1 | #VALUE! | 99999 | 99999 | 99999 |  | TRUE | FALSE |  | 1 | #VALUE! | 99999 | 99999 | 99999 |  | TRUE | FALSE | [70 empty] | 1
| 58ud | [231 empty] | 58ud |  |  |  | 58ud | EXISTING: metallic, with thermal break | 2.4 | 2.4 | 2.4 | 2.4 | 0.14 | 0.14 | 0.14 | 0.14 | 0.04 | 0.04 | 0.04 | 0.04 | 0.04 | 0.04 | 0.04 | 0.04 |  | 58ud | [13 empty] | 58ud | [54 empty] | 58ud |  |  |  |  | 58 | 0374fs03-DOW - DOW Passivhaus Fundamentplattendämmsystem | 0 | 132 | 0374 | 99999 | 99999 |  | TRUE | FALSE | 0628gl03-Guardian - ClimaGuard Premium2 (4:/12/4/12/:4 Kr 90%) | 0 | 125 | 0196 | 99999 | 99999 |  | TRUE | FALSE | 76ud-INSTALLATION SITUATION: insulated timber-aluminium, EIFS, insulation layer | 0 | 76 | 76ud | 0.58 | 58ud | 40 | FALSE | FALSE | 0280vs03-Heinemann - ValloMulti 300SB | 0 | 157 | 0290 | 99999 | 99999 |  | TRUE | FALSE |  | 1 | #VALUE! | 99999 | 99999 | 99999 |  | TRUE | FALSE |  | 1 | #VALUE! | 99999 | 99999 | 99999 |  | TRUE | FALSE | [70 empty] | 1
| 59ud | [231 empty] | 59ud |  |  |  | 59ud | EXISTING: metallic, without thermal break | 4.5 | 4.5 | 4.5 | 4.5 | 0.14 | 0.14 | 0.14 | 0.14 | 0.03 | 0.03 | 0.03 | 0.03 | 0.04 | 0.04 | 0.04 | 0.04 |  | 59ud | [13 empty] | 59ud | [54 empty] | 59ud |  |  |  |  | 59 | 0375fs03-foamglas - PC® PERISAVE SYSTEM - Foamglaspassivhausdämmung | 0 | 133 | 0375 | 99999 | 99999 |  | TRUE | FALSE | 0417gl03-Interpane - iplus 3 CLS und CLST (4/12/:4/12/:4 Kr 90%) | 0 | 126 | 0197 | 99999 | 99999 |  | TRUE | FALSE | 77ud-INSTALLATION SITUATION: insulated timber-aluminium, EIFS, partially on masonry wall | 0 | 77 | 77ud | 0.59 | 59ud | 41 | FALSE | FALSE | 0529vs03-Heinemann - ValloPlus 350 SE | 0 | 158 | 0291 | 99999 | 99999 |  | TRUE | FALSE |  | 1 | #VALUE! | 99999 | 99999 | 99999 |  | TRUE | FALSE |  | 1 | #VALUE! | 99999 | 99999 | 99999 |  | TRUE | FALSE | [70 empty] | 1
| 60ud | [231 empty] | 60ud |  |  |  | 60ud | EXISTING: metallic, without thermal break, paint | 5.5 | 5.5 | 5.5 | 5.5 | 0.14 | 0.14 | 0.14 | 0.14 | 0.03 | 0.03 | 0.03 | 0.03 | 0.04 | 0.04 | 0.04 | 0.04 |  | 60ud | [13 empty] | 60ud | [54 empty] | 60ud |  |  |  |  | 60 | 0376fs03-isolohr - ISOLOHR Passivhaus Floor slab | 0 | 134 | 0376 | 99999 | 99999 |  | TRUE | FALSE | 0418gl03-Interpane - iplus 3 CLS und CLST (4/10/:4/10/:4 Kr 90%) | 0 | 127 | 0199 | 99999 | 99999 |  | TRUE | FALSE | 78ud-INSTALLATION SITUATION: insulated timber-aluminium, lightweight wall (centre) | 0 | 78 | 78ud | 0.6 | 60ud | 42 | FALSE | FALSE | 0284vs03-Heinemann - ValloMulti 200 SC | 0 | 159 | 0292 | 99999 | 99999 |  | TRUE | FALSE |  | 1 | #VALUE! | 99999 | 99999 | 99999 |  | TRUE | FALSE |  | 1 | #VALUE! | 99999 | 99999 | 99999 |  | TRUE | FALSE | [70 empty] | 1
| 61ud | [231 empty] | 61ud |  |  |  | 61ud | INSTALLATION SITUATION: timber, not insulated, masonry, not insulated | [12 empty] | 0.088155 |  |  |  |  | 61ud | [13 empty] | 61ud | [54 empty] | 61ud |  |  |  |  | 61 | 0377fs03-jackon - JACKODUR Atlas Floor slab | 0 | 135 | 0377 | 99999 | 99999 |  | TRUE | FALSE | 0422gl03-Interpane - iplus 3 LS und LST (4/16/:4/16/:4 Ar 90%) | 0 | 128 | 0200 | 99999 | 99999 |  | TRUE | FALSE | 79ud-INSTALLATION SITUATION: insulated timber-aluminium, concrete formwork (optimal) | 0 | 79 | 79ud | 0.61 | 61ud | 43 | FALSE | FALSE | 0288vs03-Helios - KWL EC 220 D | 0 | 160 | 0294 | 99999 | 99999 |  | TRUE | FALSE |  | 1 | #VALUE! | 99999 | 99999 | 99999 |  | TRUE | FALSE |  | 1 | #VALUE! | 99999 | 99999 | 99999 |  | TRUE | FALSE | [70 empty] | 1
| 62ud | [231 empty] | 62ud |  |  |  | 62ud | INSTALLATION SITUATION: timber, not insulated, covered with 60 mm EIFS | [12 empty] | 0.0020203 |  |  |  |  | 62ud | [13 empty] | 62ud | [54 empty] | 62ud |  |  |  |  | 62 | 0379fs03-isoquick - Isoquick Wärmegedämmte Wanne | 0 | 136 | 0379 | 99999 | 99999 |  | TRUE | FALSE | 0423gl03-Interpane - iplus 3 LS und LST (4/14/:4/14/:4 Ar 90%) | 0 | 129 | 0201 | 99999 | 99999 |  | TRUE | FALSE | 80ud-INSTALLATION SITUATION: insulated timber-aluminium, concrete formwork (inside installation) | 0 | 80 | 80ud | 0.62 | 62ud | 44 | FALSE | FALSE | 0287vs03-Helios - KWL EC 700 D | 0 | 161 | 0295 | 99999 | 99999 |  | TRUE | FALSE |  | 1 | #VALUE! | 99999 | 99999 | 99999 |  | TRUE | FALSE |  | 1 | #VALUE! | 99999 | 99999 | 99999 |  | TRUE | FALSE | [70 empty] | 1
| 63ud | [231 empty] | 63ud |  |  |  | 63ud | INSTALLATION SITUATION: PVC, not insulated, masonry, not insulated | [12 empty] | 0.088155 |  |  |  |  | 63ud | [13 empty] | 63ud | [54 empty] | 63ud |  |  |  |  | 63 | 0384ws03-Beattie - Beattie Passiv Holzbausystem | 0 | 137 | 0384 | 99999 | 99999 |  | TRUE | FALSE | 0424gl03-Interpane - iplus 3 LS und LST clear float (4/16/:4/16/:4 Ar 90%) | 0 | 130 | 0204 | 99999 | 99999 |  | TRUE | FALSE | 81ud-INSTALLATION SITUATION: insulated timber-aluminium, short alum casing, EIFS, insulation layer | 0 | 81 | 81ud | 0.63 | 63ud | 45 | FALSE | FALSE | 0285vs03-Helios - KWL EC 270 | 0 | 162 | 0296 | 99999 | 99999 |  | TRUE | FALSE |  | 1 | #VALUE! | 99999 | 99999 | 99999 |  | TRUE | FALSE |  | 1 | #VALUE! | 99999 | 99999 | 99999 |  | TRUE | FALSE | [70 empty] | 1
| 64ud | [231 empty] | 64ud |  |  |  | 64ud | INSTALLATION SITUATION: PVC, not insulated, insulated with EIFS 6cm | [12 empty] | 0.0020203 |  |  |  |  | 64ud | [13 empty] | 64ud | [54 empty] | 64ud |  |  |  |  | 64 | 0472ws03-steico - STEICO-Bausystem | 0 | 138 | 0472 | 99999 | 99999 |  | TRUE | FALSE | 0425gl03-Interpane - iplus 3 LS und LST clear float (4/14/:4/14/:4 Ar 90%) | 0 | 131 | 0207 | 99999 | 99999 |  | TRUE | FALSE | 82ud-INSTALLATION SITUATION: insulated timber-aluminium, short alum casing, lightweight wall (centre) | 0 | 82 | 82ud | 0.64 | 64ud | 46 | FALSE | FALSE | 0286vs03-Helios - KWL EC 370 | 0 | 163 | 0297 | 99999 | 99999 |  | TRUE | FALSE |  | 1 | #VALUE! | 99999 | 99999 | 99999 |  | TRUE | FALSE |  | 1 | #VALUE! | 99999 | 99999 | 99999 |  | TRUE | FALSE | [70 empty] | 1
| 65ud | [231 empty] | 65ud |  |  |  | 65ud | INSTALLATION SITUATION: Metal, no thermal break, masonry wall, not insulated | [12 empty] | 0.088155 |  |  |  |  | 65ud | [13 empty] | 65ud | [54 empty] | 65ud |  |  |  |  | 65 | 0511es03-isover-enerphit-mb-wdvs - Modernisierung bestehender Massivbauweise mit WDVS | 0 | 139 | 0511 | 99999 | 99999 |  | TRUE | FALSE | 0438gl03-Saint-Gobain Glass Germany - SGG CLIMATOP LUX (4:/14/4/14/:4 Ar 90%) | 0 | 132 | 0233 | 99999 | 99999 |  | TRUE | FALSE | 83ud-INSTALLATION SITUATION: insulated timber-aluminium, short alum casing, concrete formwork wall (optimal) | 0 | 83 | 83ud | 0.65 | 65ud | 47 | FALSE | FALSE | 0687vs03-Hoval - HomeVent classic (150) | 0 | 164 | 0300 | 99999 | 99999 |  | TRUE | FALSE |  | 1 | #VALUE! | 99999 | 99999 | 99999 |  | TRUE | FALSE |  | 1 | #VALUE! | 99999 | 99999 | 99999 |  | TRUE | FALSE | [70 empty] | 1
| 66ud | [231 empty] | 66ud |  |  |  | 66ud | INSTALLATION SITUATION: insulated timber, EIFS, in insulation layer | [12 empty] | 0.0090351 |  |  |  |  | 66ud | [13 empty] | 66ud | [54 empty] | 66ud |  |  |  |  | 66 | 0523ws03-tegl - Egernsund Tegl - Passivhus System +C | 0 | 140 | 0523 | 99999 | 99999 |  | TRUE | FALSE | 0439gl03-Saint-Gobain Glass Germany - SGG CLIMATOP LUX (4:/16/4/16/:4 Ar 90%) | 0 | 133 | 0409 | 99999 | 99999 |  | TRUE | FALSE | 84ud-INSTALLATION SITUATION: insulated timber-aluminium, concrete formwork wall (centre) | 0 | 84 | 84ud | 0.66 | 66ud | 48 | FALSE | FALSE | 0715vs03-Junkers, Bosch - Junkers AerastarComfort LP 350-2, Bosch Vent 5000C HR 350 W | 0 | 165 | 0302 | 99999 | 99999 |  | TRUE | FALSE |  | 1 | #VALUE! | 99999 | 99999 | 99999 |  | TRUE | FALSE |  | 1 | #VALUE! | 99999 | 99999 | 99999 |  | TRUE | FALSE | [70 empty] | 1
| 67ud | [231 empty] | 67ud |  |  |  | 67ud | INSTALLATION SITUATION: insulated timber, EIFS, partially on masonry wall | [12 empty] | 0.020851 |  |  |  |  | 67ud | [13 empty] | 67ud | [54 empty] | 67ud |  |  |  |  | 67 | 0543ws03-hoerl-hartmann - Unipor W07 CORISO | 0 | 141 | 0543 | 99999 | 99999 |  | TRUE | FALSE | 0440gl03-Saint-Gobain Glass Germany - SGG CLIMATOP LUX (4:/18/4/18/:4 Ar 90%) | 0 | 134 | 0410 | 99999 | 99999 |  | TRUE | FALSE | 85ud-INSTALLATION SITUATION MULLION-TRANSOM: timber, outside, in front of the facade | 0 | 85 | 85ud | 0.67 | 67ud | 49 | FALSE | FALSE | 0716vs03-Junkers, Bosch - Junkers AerastarComfort LP 230-2, Bosch Vent 5000C HR 230 W | 0 | 166 | 0303 | 99999 | 99999 |  | TRUE | FALSE |  | 1 | #VALUE! | 99999 | 99999 | 99999 |  | TRUE | FALSE |  | 1 | #VALUE! | 99999 | 99999 | 99999 |  | TRUE | FALSE | [70 empty] | 1
| 68ud | [231 empty] | 68ud |  |  |  | 68ud | INSTALLATION SITUATION: insulated timber, EIFS, flush with the masonry wall on the outside | [12 empty] | 0.07631 |  |  |  |  | 68ud | [13 empty] | 68ud | [54 empty] | 68ud |  |  |  |  | 68 | 0588ws03-lumar-energy - LUMAR PASIV Energy | 0 | 142 | 0588 | 99999 | 99999 |  | TRUE | FALSE | 0441gl03-Saint-Gobain Glass Germany - SGG CLIMATOP LUX II (4:/14/4/14/:4 Ar 90%) | 0 | 135 | 0411 | 99999 | 99999 |  | TRUE | FALSE | 86ud-INSTALLATION SITUATION MULLION-TRANSOM: timber, flush with the facade on the outside | 0 | 86 | 86ud | 0.68 | 68ud | 50 | FALSE | FALSE | 0717vs03-Junkers, Bosch - Junkers AerastarComfort LP 140-2, Bosch Vent 5000C HR 140 W | 0 | 167 | 0304 | 99999 | 99999 |  | TRUE | FALSE |  | 1 | #VALUE! | 99999 | 99999 | 99999 |  | TRUE | FALSE |  | 1 | #VALUE! | 99999 | 99999 | 99999 |  | TRUE | FALSE | [70 empty] | 1
| 69ud | [231 empty] | 69ud |  |  |  | 69ud | INSTALLATION SITUATION: insulated timber, lightweight wall (optimal) | [12 empty] | 0.0090351 |  |  |  |  | 69ud | [13 empty] | 69ud | [54 empty] | 69ud |  |  |  |  | 69 | 0594ws03-Cygnum - Cygnum Passive 350 | 0 | 143 | 0594 | 99999 | 99999 |  | TRUE | FALSE | 0442gl03-Saint-Gobain Glass Germany - SGG CLIMATOP LUX II (4:/16/4/16/:4 Ar 90%) | 0 | 136 | 0412 | 99999 | 99999 |  | TRUE | FALSE | 87ud-INSTALLATION SITUATION MULLION-TRANSOM: timber, in the insulation layer | 0 | 87 | 87ud | 0.69 | 69ud | 51 | FALSE | FALSE | 0291vs03-Junkers, Bosch - AERASTAR compact LP150-1 | 0 | 168 | 0305 | 99999 | 99999 |  | TRUE | FALSE |  | 1 | #VALUE! | 99999 | 99999 | 99999 |  | TRUE | FALSE |  | 1 | #VALUE! | 99999 | 99999 | 99999 |  | TRUE | FALSE | [70 empty] | 1
| 70ud | [231 empty] | 70ud |  |  |  | 70ud | INSTALLATION SITUATION: insulated timber, insulated concrete formwork (optimal) | [12 empty] | 0.00090277 |  |  |  |  | 70ud | [13 empty] | 70ud | [54 empty] | 70ud |  |  |  |  | 70 | 0597es03-isover-enerphit-mb-hlf-holz - Modernisierung bestehender Massivbauweise with hinterlüfteter Fassade, Holzunterkonstruktion | 0 | 144 | 0597 | 99999 | 99999 |  | TRUE | FALSE | 0443gl03-Saint-Gobain Glass Germany - SGG CLIMATOP LUX II (4:/18/4/18/:4 Ar 90%) | 0 | 137 | 0417 | 99999 | 99999 |  | TRUE | FALSE | 88ud-INSTALLATION SITUATION MULLION-TRANSOM: timber, between insulation layer and wall | 0 | 88 | 88ud | 0.7 | 70ud | 52 | FALSE | FALSE | 0290vs03-Junkers, Bosch - AerastarComfort LP 250 | 0 | 169 | 0306 | 99999 | 99999 |  | TRUE | FALSE |  | 1 | #VALUE! | 99999 | 99999 | 99999 |  | TRUE | FALSE |  | 1 | #VALUE! | 99999 | 99999 | 99999 |  | TRUE | FALSE | [70 empty] | 1
| 71ud | [231 empty] | 71ud |  |  |  | 71ud | INSTALLATION SITUATION: insulated PVC, EIFS, insulation layer | [12 empty] | 0.0090351 |  |  |  |  | 71ud | [13 empty] | 71ud | [54 empty] | 71ud |  |  |  |  | 71 | 0703ws03-Alpha-Beton - PAMAflex Passivhaus-Detailset | 0 | 146 | 0703 | 99999 | 99999 |  | TRUE | FALSE | 0474gl03-Saint-Gobain Glass Germany - SGG PLANITHERM ULTRA N (4:/12/4/12/:4 Ar 90%) | 0 | 138 | 0418 | 99999 | 99999 |  | TRUE | FALSE | 89ud-INSTALLATION SITUATION MULLION-TRANSOM: timber, flush with the insulation layer on the inside | 0 | 89 | 89ud | 0.71 | 71ud | 53 | FALSE | FALSE | 0292vs03-Kampmann - Indoor 400 WRG | 0 | 170 | 0307 | 99999 | 99999 |  | TRUE | FALSE |  | 1 | #VALUE! | 99999 | 99999 | 99999 |  | TRUE | FALSE |  | 1 | #VALUE! | 99999 | 99999 | 99999 |  | TRUE | FALSE | [70 empty] | 1
| 72ud | [231 empty] | 72ud |  |  |  | 72ud | INSTALLATION SITUATION: insulated PVC, EIFS, partially on masonry wall | [12 empty] | 0.020851 |  |  |  |  | 72ud | [13 empty] | 72ud | [54 empty] | 72ud |  |  |  |  | 72 | 0746ws03-ModCell - ModCell Core Passiv | 0 | 147 | 0746 | 99999 | 99999 |  | TRUE | FALSE | 0475gl03-Saint-Gobain Glass Germany - SGG PLANITHERM ULTRA N (4:/14/4/14/:4 Ar 90%) | 0 | 139 | 0422 | 99999 | 99999 |  | TRUE | FALSE | 90ud-INSTALLATION SITUATION MULLION-TRANSOM: steel, outside, in front of the facade | 0 | 90 | 90ud | 0.72 | 72ud | 54 | FALSE | FALSE | 0743vs03-Kermi - x-well N400 | 0 | 171 | 0308 | 99999 | 99999 |  | TRUE | FALSE |  | 1 | #VALUE! | 99999 | 99999 | 99999 |  | TRUE | FALSE |  | 1 | #VALUE! | 99999 | 99999 | 99999 |  | TRUE | FALSE | [70 empty] | 1
| 73ud | [231 empty] | 73ud |  |  |  | 73ud | INSTALLATION SITUATION: insulated PVC, EIFS, flush with the masonry wall on the outside | [12 empty] | 0.07631 |  |  |  |  | 73ud | [13 empty] | 73ud | [54 empty] | 73ud |  |  |  |  | 73 | 0770ws03-MARLES HISE MARIBOR d.o.o - MEGA PLUS PASIV | 0 | 148 | 0770 | 99999 | 99999 |  | TRUE | FALSE | 0476gl03-Saint-Gobain Glass Germany - SGG PLANITHERM ULTRA N (4:/16/4/16/:4 Ar 90%) | 0 | 140 | 0423 | 99999 | 99999 |  | TRUE | FALSE | 91ud-INSTALLATION SITUATION MULLION-TRANSOM: steel, flush with the insulation layer on the outside | 0 | 91 | 91ud | 0.73 | 73ud | 55 | FALSE | FALSE | 0742vs03-Kermi - x-well N170 | 0 | 172 | 0309 | 99999 | 99999 |  | TRUE | FALSE |  | 1 | #VALUE! | 99999 | 99999 | 99999 |  | TRUE | FALSE |  | 1 | #VALUE! | 99999 | 99999 | 99999 |  | TRUE | FALSE | [70 empty] | 1
| 74ud | [231 empty] | 74ud |  |  |  | 74ud | INSTALLATION SITUATION: insulated PVC, lightweight wall (optimal) | [12 empty] | 0.0090351 |  |  |  |  | 74ud | [13 empty] | 74ud | [54 empty] | 74ud |  |  |  |  | 74 | 0782ws03-ABC - ABC-TM-pGBS-1 | 0 | 149 | 0782 | 99999 | 99999 |  | TRUE | FALSE | 0477gl03-Saint-Gobain Glass Germany - SGG PLANITHERM ULTRA N (4:/18/4/18/:4 Ar 90%) | 0 | 141 | 0424 | 99999 | 99999 |  | TRUE | FALSE | 92ud-INSTALLATION SITUATION MULLION-TRANSOM: steel, in the insulation layer | 0 | 92 | 92ud | 0.74 | 74ud | 56 | FALSE | FALSE | 0484vs03-Lemmens - HRflat 600 / KWin | 0 | 173 | 0312 | 99999 | 99999 |  | TRUE | FALSE |  | 1 | #VALUE! | 99999 | 99999 | 99999 |  | TRUE | FALSE |  | 1 | #VALUE! | 99999 | 99999 | 99999 |  | TRUE | FALSE | [70 empty] | 1
| 75ud | [231 empty] | 75ud |  |  |  | 75ud | INSTALLATION SITUATION: insulated PVC, insulated concrete formwork (optimal) | [12 empty] | 0.00090277 |  |  |  |  | 75ud | [13 empty] | 75ud | [54 empty] | 75ud |  |  |  |  | 75 | 0788ws03-ECOCOR - ECOCOR Passiv | 0 | 150 | 0788 | 99999 | 99999 |  | TRUE | FALSE | 0478gl03-Saint-Gobain Glass Germany - SGG PLANITHERM ULTRA N II (4:/12/4/12/:4 Ar 90%) | 0 | 142 | 0425 | 99999 | 99999 |  | TRUE | FALSE | 93ud-INSTALLATION SITUATION MULLION-TRANSOM: steel, between insulation layer and wall | 0 | 93 | 93ud | 0.75 | 75ud | 57 | FALSE | FALSE | 0756vs03-MAICO - WR 310, WS 320 B, WS 320 K, WS 320 KB | 0 | 174 | 0313 | 99999 | 99999 |  | TRUE | FALSE |  | 1 | #VALUE! | 99999 | 99999 | 99999 |  | TRUE | FALSE |  | 1 | #VALUE! | 99999 | 99999 | 99999 |  | TRUE | FALSE | [70 empty] | 1
| 76ud | [231 empty] | 76ud |  |  |  | 76ud | INSTALLATION SITUATION: insulated timber-aluminium, EIFS, insulation layer | [12 empty] | 0.013042 |  |  |  |  | 76ud | [13 empty] | 76ud | [54 empty] | 76ud |  |  |  |  | 76 | 0795ws03-JUB - JUBIZOL PASSIVE | 0 | 152 | 0795 | 99999 | 99999 |  | TRUE | FALSE | 0479gl03-Saint-Gobain Glass Germany - SGG PLANITHERM ULTRA N II (4:/14/4/14/:4 Ar 90%) | 0 | 143 | 0438 | 99999 | 99999 |  | TRUE | FALSE | 94ud-INSTALLATION SITUATION MULLION-TRANSOM: steel, flush with the insulation layer on the inside | 0 | 94 | 94ud | 0.76 | 76ud | 58 | FALSE | FALSE | 0757vs03-MAICO - WR 410, WS 470 B, WS 470 K, WS 470 KB | 0 | 175 | 0314 | 99999 | 99999 |  | TRUE | FALSE |  | 1 | #VALUE! | 99999 | 99999 | 99999 |  | TRUE | FALSE |  | 1 | #VALUE! | 99999 | 99999 | 99999 |  | TRUE | FALSE | [70 empty] | 1
| 77ud | [231 empty] | 77ud |  |  |  | 77ud | INSTALLATION SITUATION: insulated timber-aluminium, EIFS, partially on masonry wall | [12 empty] | 0.023404 |  |  |  |  | 77ud | [13 empty] | 77ud | [54 empty] | 77ud |  |  |  |  | 77 | 0807ws03-RockCell - RockCell Passive-Detail-Set | 0 | 153 | 0807 | 99999 | 99999 |  | TRUE | FALSE | 0480gl03-Saint-Gobain Glass Germany - SGG PLANITHERM ULTRA N II (4:/16/4/16/:4 Ar 90%) | 0 | 144 | 0439 | 99999 | 99999 |  | TRUE | FALSE | 95ud-INSTALLATION SITUATION MULLION-TRANSOM: Alum, outside, in front of the facade | 0 | 95 | 95ud | 0.77 | 77ud | 59 | FALSE | FALSE | 0758vs03-MAICO - WS 320 ET, WS 320 BET, WS 320 KET, WS 320 KBET | 0 | 176 | 0315 | 99999 | 99999 |  | TRUE | FALSE |  | 1 | #VALUE! | 99999 | 99999 | 99999 |  | TRUE | FALSE |  | 1 | #VALUE! | 99999 | 99999 | 99999 |  | TRUE | FALSE | [70 empty] | 1
| 78ud | [231 empty] | 78ud |  |  |  | 78ud | INSTALLATION SITUATION: insulated timber-aluminium, lightweight wall (centre) | [12 empty] | 0.013496 |  |  |  |  | 78ud | [13 empty] | 78ud | [54 empty] | 78ud |  |  |  |  | 78 |  | 1 | #VALUE! | 99999 | 99999 | 99999 |  | TRUE | FALSE | 0481gl03-Saint-Gobain Glass Germany - SGG PLANITHERM ULTRA N II (4:/18/4/18/:4 Ar 90%) | 0 | 145 | 0440 | 99999 | 99999 |  | TRUE | FALSE | 96ud-INSTALLATION SITUATION MULLION-TRANSOM: Alum, flush with the insulation layer on the outside | 0 | 96 | 96ud | 0.78 | 78ud | 60 | FALSE | FALSE | 0759vs03-MAICO - WS 470 ET, WS 470 BET, WS 470 KET, WS 470 KBET | 0 | 177 | 0316 | 99999 | 99999 |  | TRUE | FALSE |  | 1 | #VALUE! | 99999 | 99999 | 99999 |  | TRUE | FALSE |  | 1 | #VALUE! | 99999 | 99999 | 99999 |  | TRUE | FALSE | [70 empty] | 0
| 79ud | [231 empty] | 79ud |  |  |  | 79ud | INSTALLATION SITUATION: insulated timber-aluminium, concrete formwork (optimal) | [12 empty] | 0.0015836 |  |  |  |  | 79ud | [13 empty] | 79ud | [54 empty] | 79ud |  |  |  |  | 79 |  | 1 | #VALUE! | 99999 | 99999 | 99999 |  | TRUE | FALSE | 0448gl03-UNIGLAS - TOP Premium 0.6 (4:/16/4/16/:4 Ar 90%) | 0 | 146 | 0441 | 99999 | 99999 |  | TRUE | FALSE | 97ud-INSTALLATION SITUATION MULLION-TRANSOM: Alum, in the insulation layer | 0 | 97 | 97ud | 0.79 | 79ud | 61 | FALSE | FALSE | 0465vs03-MAICO - WS 170 K, WS 170 KB | 0 | 178 | 0317 | 99999 | 99999 |  | TRUE | FALSE |  | 1 | #VALUE! | 99999 | 99999 | 99999 |  | TRUE | FALSE |  | 1 | #VALUE! | 99999 | 99999 | 99999 |  | TRUE | FALSE | [70 empty] | 0
| 80ud | [231 empty] | 80ud |  |  |  | 80ud | INSTALLATION SITUATION: insulated timber-aluminium, concrete formwork (inside installation) | [12 empty] | 0.013269 |  |  |  |  | 80ud | [13 empty] | 80ud | [54 empty] | 80ud |  |  |  |  | 80 |  | 1 | #VALUE! | 99999 | 99999 | 99999 |  | TRUE | FALSE | 0449gl03-UNIGLAS - TOP Premium E 0.6 (4:/16/4/16/:4 Ar 90%) | 0 | 147 | 0442 | 99999 | 99999 |  | TRUE | FALSE | 98ud-INSTALLATION SITUATION MULLION-TRANSOM: Alum, between insulation layer and wall | 0 | 98 | 98ud | 0.8 | 80ud | 62 | FALSE | FALSE | 0296vs03-MAICO - aeronorm WR 600 | 0 | 179 | 0318 | 99999 | 99999 |  | TRUE | FALSE |  | 1 | #VALUE! | 99999 | 99999 | 99999 |  | TRUE | FALSE |  | 1 | #VALUE! | 99999 | 99999 | 99999 |  | TRUE | FALSE | [70 empty] | 0
| 81ud | [231 empty] | 81ud |  |  |  | 81ud | INSTALLATION SITUATION: insulated timber-aluminium, short alum casing, EIFS, insulation layer | [12 empty] | 0.0019077 |  |  |  |  | 81ud | [13 empty] | 81ud | [54 empty] | 81ud |  |  |  |  | 81 |  | 1 | #VALUE! | 99999 | 99999 | 99999 |  | TRUE | FALSE | 0450gl03-UNIGLAS - TOP Solar 0.7 (4:/16/4/16/:4 Ar 90%) | 0 | 148 | 0443 | 99999 | 99999 |  | TRUE | FALSE | 99ud-INSTALLATION SITUATION MULLION-TRANSOM: Alum, flush with the insulation layer on the inside | 0 | 99 | 99ud | 0.81 | 81ud | 63 | FALSE | FALSE | 0294vs03-MAICO - aeronom WR 300 | 0 | 180 | 0319 | 99999 | 99999 |  | TRUE | FALSE |  | 1 | #VALUE! | 99999 | 99999 | 99999 |  | TRUE | FALSE |  | 1 | #VALUE! | 99999 | 99999 | 99999 |  | TRUE | FALSE | [70 empty] | 0
| 82ud | [231 empty] | 82ud |  |  |  | 82ud | INSTALLATION SITUATION: insulated timber-aluminium, short alum casing, lightweight wall (centre) | [12 empty] | 0.01 |  |  |  |  | 82ud | [13 empty] | 82ud | [54 empty] | 82ud |  |  |  |  | 82 |  | 1 | #VALUE! | 99999 | 99999 | 99999 |  | TRUE | FALSE | 0620ed03-Brunkhorst - Brunkhorst Passiv 98 Portal | 0 | 150 | 0448 | 99999 | 99999 |  | TRUE | FALSE | 0719wi03-ACO Hochbau - ACO Therm® 3.0 PHT - Swisspacer Ultimate | 0 | 103 | 0018 | 0.82 | 82ud | 64 | FALSE | FALSE | 0295vs03-MAICO - aeronom WR 400 | 0 | 181 | 0320 | 99999 | 99999 |  | TRUE | FALSE |  | 1 | #VALUE! | 99999 | 99999 | 99999 |  | TRUE | FALSE |  | 1 | #VALUE! | 99999 | 99999 | 99999 |  | TRUE | FALSE | [70 empty] | 0
| 83ud | [231 empty] | 83ud |  |  |  | 83ud | INSTALLATION SITUATION: insulated timber-aluminium, short alum casing, concrete formwork wall (optimal) | [12 empty] | 0.0064539 |  |  |  |  | 83ud | [13 empty] | 83ud | [54 empty] | 83ud |  |  |  |  | 83 |  | 1 | #VALUE! | 99999 | 99999 | 99999 |  | TRUE | FALSE | 0621ed03-Brunkhorst - Brunkhorst Passiv 98 Portal with glazing | 0 | 151 | 0449 | 99999 | 99999 |  | TRUE | FALSE | 0023wi03-Adams - Climatic PH-F - SWISSP. V | 0 | 104 | 0019 | 0.83 | 83ud | 65 | FALSE | FALSE | 0297vs03-MAICO - aeronorm WS 250 | 0 | 182 | 0321 | 99999 | 99999 |  | TRUE | FALSE |  | 1 | #VALUE! | 99999 | 99999 | 99999 |  | TRUE | FALSE |  | 1 | #VALUE! | 99999 | 99999 | 99999 |  | TRUE | FALSE | [70 empty] | 0
| 84ud | [231 empty] | 84ud |  |  |  | 84ud | INSTALLATION SITUATION: insulated timber-aluminium, concrete formwork wall (centre) | [12 empty] | 0.013042 |  |  |  |  | 84ud | [13 empty] | 84ud | [54 empty] | 84ud |  |  |  |  | 84 |  | 1 | #VALUE! | 99999 | 99999 | 99999 |  | TRUE | FALSE | 0622ed03-Brunkhorst - Brunkhorst Passiv 98 | 0 | 152 | 0450 | 99999 | 99999 |  | TRUE | FALSE | 0784wi03-Alcoa - Alcoa RT 82 HI+ - Swisspacer U | 0 | 105 | 0022 | 0.84 | 84ud | 66 | FALSE | FALSE | 0461vs03-Nilan - Comfort CT 300 | 0 | 183 | 0322 | 99999 | 99999 |  | TRUE | FALSE |  | 1 | #VALUE! | 99999 | 99999 | 99999 |  | TRUE | FALSE |  | 1 | #VALUE! | 99999 | 99999 | 99999 |  | TRUE | FALSE | [70 empty] | 0
| 85ud | [231 empty] | 85ud |  |  |  | 85ud | INSTALLATION SITUATION MULLION-TRANSOM: timber, outside, in front of the facade | [12 empty] | 0.343 |  |  |  |  | 85ud | [13 empty] | 85ud | [54 empty] | 85ud |  |  |  |  | 85 |  | 1 | #VALUE! | 99999 | 99999 | 99999 |  | TRUE | FALSE | 0525ed03-Haustüren-Ring - Öko-Passiv Haustürenrohling 98 mm | 0 | 153 | 0455 | 99999 | 99999 |  | TRUE | FALSE | 0777wi03-Alumil S.A. - S91 - SWISSP. Ultimate | 0 | 106 | 0023 | 0.85 | 85ud | 67 | FALSE | FALSE | 0658vs03-Nilan - Comfort CT 150 | 0 | 184 | 0323 | 99999 | 99999 |  | TRUE | FALSE |  | 1 | #VALUE! | 99999 | 99999 | 99999 |  | TRUE | FALSE |  | 1 | #VALUE! | 99999 | 99999 | 99999 |  | TRUE | FALSE | [70 empty] | 0
| 86ud | [231 empty] | 86ud |  |  |  | 86ud | INSTALLATION SITUATION MULLION-TRANSOM: timber, flush with the facade on the outside | [12 empty] | 0.036 |  |  |  |  | 86ud | [13 empty] | 86ud | [54 empty] | 86ud |  |  |  |  | 86 |  | 1 | #VALUE! | 99999 | 99999 | 99999 |  | TRUE | FALSE | 0129ed03-Holitsch - TARREDO PASSIVA-F | 0 | 154 | 0474 | 99999 | 99999 |  | TRUE | FALSE | 0638wi03-Aluplast - energeto 8000 I passiv - SWISSP. Ultimate | 0 | 107 | 0026 | 0.86 | 86ud | 68 | FALSE | FALSE | 0684vs03-P.H. Solutions Ltd - Orbit 200 | 0 | 185 | 0324 | 99999 | 99999 |  | TRUE | FALSE |  | 1 | #VALUE! | 99999 | 99999 | 99999 |  | TRUE | FALSE |  | 1 | #VALUE! | 99999 | 99999 | 99999 |  | TRUE | FALSE | [70 empty] | 0
| 87ud | [231 empty] | 87ud |  |  |  | 87ud | INSTALLATION SITUATION MULLION-TRANSOM: timber, in the insulation layer | [12 empty] | 0.034 |  |  |  |  | 87ud | [13 empty] | 87ud | [54 empty] | 87ud |  |  |  |  | 87 |  | 1 | #VALUE! | 99999 | 99999 | 99999 |  | TRUE | FALSE | 0178ed03-Holitsch - TARREDO PASSIVA-F with glazing | 0 | 155 | 0475 | 99999 | 99999 |  | TRUE | FALSE | 0773wi03-Aluplast - energeto 8000 view - SWISSP. Ultimate | 0 | 108 | 0029 | 0.87 | 87ud | 69 | FALSE | FALSE | 0680vs03-PAUL - CLIMOS F 200 (Comfort) | 0 | 186 | 0325 | 99999 | 99999 |  | TRUE | FALSE |  | 1 | #VALUE! | 99999 | 99999 | 99999 |  | TRUE | FALSE |  | 1 | #VALUE! | 99999 | 99999 | 99999 |  | TRUE | FALSE | [70 empty] | 0
| 88ud | [231 empty] | 88ud |  |  |  | 88ud | INSTALLATION SITUATION MULLION-TRANSOM: timber, between insulation layer and wall | [12 empty] | 0.059 |  |  |  |  | 88ud | [13 empty] | 88ud | [54 empty] | 88ud |  |  |  |  | 88 |  | 1 | #VALUE! | 99999 | 99999 | 99999 |  | TRUE | FALSE | 0199ed03-IG-Sicherheit - IGS-Calor P | 0 | 156 | 0476 | 99999 | 99999 |  | TRUE | FALSE | 0655wi03-Aluprof - MB-104 Passive Aero - SWISSP. Ultimate | 0 | 109 | 0031 | 0.88 | 88ud | 70 | FALSE | FALSE | 0500vs03-PAUL - maxiflat 600 | 0 | 187 | 0326 | 99999 | 99999 |  | TRUE | FALSE |  | 1 | #VALUE! | 99999 | 99999 | 99999 |  | TRUE | FALSE |  | 1 | #VALUE! | 99999 | 99999 | 99999 |  | TRUE | FALSE | [70 empty] | 0
| 89ud | [231 empty] | 89ud |  |  |  | 89ud | INSTALLATION SITUATION MULLION-TRANSOM: timber, flush with the insulation layer on the inside | [12 empty] | 0.397 |  |  |  |  | 89ud | [13 empty] | 89ud | [54 empty] | 89ud |  |  |  |  | 89 |  | 1 | #VALUE! | 99999 | 99999 | 99999 |  | TRUE | FALSE | 0201ed03-IG-Sicherheit - IGS-Calor P – with glazing | 0 | 157 | 0477 | 99999 | 99999 |  | TRUE | FALSE | 0607wi03-Aluron - Gemini Passiv - SWISSP. Ultimate | 0 | 110 | 0032 | 0.89 | 89ud | 71 | FALSE | FALSE | 0304vs03-PAUL - novus F 300 | 0 | 188 | 0327 | 99999 | 99999 |  | TRUE | FALSE |  | 1 | #VALUE! | 99999 | 99999 | 99999 |  | TRUE | FALSE |  | 1 | #VALUE! | 99999 | 99999 | 99999 |  | TRUE | FALSE | [70 empty] | 0
| 90ud | [231 empty] | 90ud |  |  |  | 90ud | INSTALLATION SITUATION MULLION-TRANSOM: steel, outside, in front of the facade | [12 empty] | 0.666 |  |  |  |  | 90ud | [13 empty] | 90ud | [54 empty] | 90ud |  |  |  |  | 90 |  | 1 | #VALUE! | 99999 | 99999 | 99999 |  | TRUE | FALSE | 0507ed03-Jeld-Wen - Type 12 Extern PHI und Type 12 Extern FLB PHI | 0 | 158 | 0478 | 99999 | 99999 |  | TRUE | FALSE | 0026wi03-Batimet - TA35 SE VB - TGI Wave | 0 | 111 | 0033 | 0.9 | 90ud | 72 | FALSE | FALSE | 0303vs03-PAUL - novus 450 | 0 | 189 | 0328 | 99999 | 99999 |  | TRUE | FALSE |  | 1 | #VALUE! | 99999 | 99999 | 99999 |  | TRUE | FALSE |  | 1 | #VALUE! | 99999 | 99999 | 99999 |  | TRUE | FALSE | [70 empty] | 0
| 91ud | [231 empty] | 91ud |  |  |  | 91ud | INSTALLATION SITUATION MULLION-TRANSOM: steel, flush with the insulation layer on the outside | [12 empty] | 0.047 |  |  |  |  | 91ud | [13 empty] | 91ud | [54 empty] | 91ud |  |  |  |  | 91 |  | 1 | #VALUE! | 99999 | 99999 | 99999 |  | TRUE | FALSE | 0140ed03-Kegro - KegaPro+ | 0 | 159 | 0479 | 99999 | 99999 |  | TRUE | FALSE | 0642wi03-Batimet - TA35 SE - SWISSP. Ultimate PU | 0 | 112 | 0036 | 0.91 | 91ud | 73 | FALSE | FALSE | 0305vs03-PAUL - santos 570 DC | 0 | 190 | 0329 | 99999 | 99999 |  | TRUE | FALSE |  | 1 | #VALUE! | 99999 | 99999 | 99999 |  | TRUE | FALSE |  | 1 | #VALUE! | 99999 | 99999 | 99999 |  | TRUE | FALSE | [70 empty] | 0
| 92ud | [231 empty] | 92ud | Single glazing | 0.87 | 5.8 | 92ud | INSTALLATION SITUATION MULLION-TRANSOM: steel, in the insulation layer | [12 empty] | 0.044 |  |  |  |  | 92ud | [13 empty] | 92ud | [54 empty] | 92ud |  |  |  |  | 92 |  | 1 | #VALUE! | 99999 | 99999 | 99999 |  | TRUE | FALSE | 0455ed03-KOWA - Edition Thermo 100 | 0 | 160 | 0480 | 0.92 | 92ud | 28 | FALSE | FALSE | 0029wi03-Bieber - BI-Passif - Thermix | 0 | 113 | 0037 | 0.92 | 92ud | 74 | FALSE | FALSE | 0300vs03-PAUL - focus 200 | 0 | 191 | 0330 | 99999 | 99999 |  | TRUE | FALSE |  | 1 | #VALUE! | 99999 | 99999 | 99999 |  | TRUE | FALSE |  | 1 | #VALUE! | 99999 | 99999 | 99999 |  | TRUE | FALSE | [70 empty] | 0
| 93ud | Perforated bricks 24 - existing building | Perforated bricks 24 - existing building | 0.275 | 1.44 | [227 empty] | 93ud | Double glazing 4/12mm air /4 | 0.77 | 2.9 | 93ud | INSTALLATION SITUATION MULLION-TRANSOM: steel, between insulation layer and wall | [12 empty] | 0.062 |  |  |  |  | 93ud | [13 empty] | 93ud | [54 empty] | 93ud |  |  |  |  | 93 |  | 1 | #VALUE! | 99999 | 0.93 | 93ud | 22 | FALSE | FALSE | 0534ed03-KPA Katzbeck - LUMA PASSIVA | 0 | 161 | 0481 | 0.93 | 93ud | 29 | FALSE | FALSE | 0550wi02-BiTri - RUKNA-1 - SuperSp. Tri-Seal | 0 | 114 | 0038 | 0.93 | 93ud | 75 | FALSE | FALSE | 0302vs03-PAUL - novus 300 | 0 | 192 | 0331 | 99999 | 99999 |  | TRUE | FALSE |  | 1 | #VALUE! | 99999 | 99999 | 99999 |  | TRUE | FALSE |  | 1 | #VALUE! | 99999 | 99999 | 99999 |  | TRUE | FALSE | [70 empty] | 0
| 94ud | Solid brick 38 - existing building | Solid brick 38 - existing building | 0.415 | 1.64 | [227 empty] | 94ud | Double glazing 4/16mm air /4 | 0.77 | 2.7 | 94ud | INSTALLATION SITUATION MULLION-TRANSOM: steel, flush with the insulation layer on the inside | [12 empty] | 0.409 |  |  |  |  | 94ud | [13 empty] | 94ud | [54 empty] | 94ud |  |  |  |  | 94 |  | 1 | #VALUE! | 99999 | 0.94 | 94ud | 23 | FALSE | FALSE | 0614ed03-Moralt - Moralt OutDoor FERRO Passiv with glazing | 0 | 162 | 0507 | 0.94 | 94ud | 30 | FALSE | FALSE | 0696wi03-BiTri - RUKNA-M - SWISSP. Ultimate | 0 | 115 | 0041 | 0.94 | 94ud | 76 | FALSE | FALSE | 0800vs03-PICHLER - LG 150 AF | 0 | 193 | 0332 | 99999 | 99999 |  | TRUE | FALSE |  | 1 | #VALUE! | 99999 | 99999 | 99999 |  | TRUE | FALSE |  | 1 | #VALUE! | 99999 | 99999 | 99999 |  | TRUE | FALSE | [70 empty] | 0
| 95ud | Half timbered 18 - existing building | Half timbered 18 - existing building | 0.21 | 1.8 | [227 empty] | 95ud | Double glazing 4/20mm air /4 | 0.77 | 2.8 | 95ud | INSTALLATION SITUATION MULLION-TRANSOM: Alum, outside, in front of the facade | [12 empty] | 0.747 |  |  |  |  | 95ud | [13 empty] | 95ud | [54 empty] | 95ud |  |  |  |  | 95 |  | 1 | #VALUE! | 99999 | 0.95 | 95ud | 24 | FALSE | FALSE | 0233ed03-Moralt - Moralt OutDoor FERRO Passiv Klima with glazing | 0 | 163 | 0525 | 0.95 | 95ud | 31 | FALSE | FALSE | 0643wi03-Bos - Premium Kassette - SWISSP. V | 0 | 116 | 0042 | 0.95 | 95ud | 77 | FALSE | FALSE | 0745vs03-PICHLER - LG 150 A | 0 | 194 | 0337 | 99999 | 99999 |  | TRUE | FALSE |  | 1 | #VALUE! | 99999 | 99999 | 99999 |  | TRUE | FALSE |  | 1 | #VALUE! | 99999 | 99999 | 99999 |  | TRUE | FALSE | [70 empty] | 0
| 96ud | Perforated bricks 30 - existing building | Perforated bricks 30 - existing building | 0.335 | 1.23 | [227 empty] | 96ud | Double glazing 4/25mm air /4 | 0.77 | 2.8 | 96ud | INSTALLATION SITUATION MULLION-TRANSOM: Alum, flush with the insulation layer on the outside | [12 empty] | 0.056 |  |  |  |  | 96ud | [13 empty] | 96ud | [54 empty] | 96ud |  |  |  |  | 96 |  | 1 | #VALUE! | 99999 | 0.96 | 96ud | 25 | FALSE | FALSE | 0613ed03-Moralt - Moralt OutDoor FERRO Passiv (inkl. -Passiv Klima / -Passiv KlimaSoft / -FireSafe Passiv / -Akustik Passiv) | 0 | 164 | 0526 | 0.96 | 96ud | 32 | FALSE | FALSE | 0645wi03-Bos - Kassette - SWISSP. V | 0 | 117 | 0044 | 0.96 | 96ud | 78 | FALSE | FALSE | 0306vs03-PICHLER - LG 500 System VENTECH | 0 | 195 | 0461 | 99999 | 99999 |  | TRUE | FALSE |  | 1 | #VALUE! | 99999 | 99999 | 99999 |  | TRUE | FALSE |  | 1 | #VALUE! | 99999 | 99999 | 99999 |  | TRUE | FALSE | [70 empty] | 0
| 97ud | Existing building-precast reinforced concrete building element | Existing building-precast reinforced concrete building element | 0.275 | 1.3 | [227 empty] | 97ud | Double glazing 4/30mm air /4 | 0.77 | 2.8 | 97ud | INSTALLATION SITUATION MULLION-TRANSOM: Alum, in the insulation layer | [12 empty] | 0.053 |  |  |  |  | 97ud | Default HRV unit | 75% |  | 0.45 | [9 empty] | 97ud | [54 empty] | 97ud |  |  |  |  | 97 |  | 1 | #VALUE! | 99999 | 0.97 | 97ud | 26 | FALSE | FALSE | 0615ed03-Moralt - Moralt OutDoor FERRO Passiv KlimaSoft with glazing | 0 | 165 | 0534 | 0.97 | 97ud | 33 | FALSE | FALSE | 0649wi03-Bos - Biobased Kassette - SWISSP. V | 0 | 118 | 0045 | 0.97 | 97ud | 79 | FALSE | FALSE | 0307vs03-PICHLER - LG 180 System VENTECH | 0 | 196 | 0465 | 0.97 | 97ud | 2 | FALSE | FALSE |  | 1 | #VALUE! | 99999 | 99999 | 99999 |  | TRUE | FALSE |  | 1 | #VALUE! | 99999 | 99999 | 99999 |  | TRUE | FALSE | [70 empty] | 0
| 98ud | Existing building-wooden beam ceiling | Existing building-wooden beam ceiling | 0.284 | 0.99 | [227 empty] | 98ud | Triple glazing 4/10air/4/10air/4 | 0.7 | 2 | 98ud | INSTALLATION SITUATION MULLION-TRANSOM: Alum, between insulation layer and wall | [12 empty] | 0.07 |  |  |  |  | 98ud | Extract air unit | 0% |  | 0.25 | [9 empty] | 98ud | [54 empty] | 98ud |  |  |  |  | 98 |  | 1 | #VALUE! | 99999 | 0.98 | 98ud | 27 | FALSE | FALSE | 0798ed03-New Rock, s.r.o. - Varmaj | 0 | 166 | 0542 | 0.98 | 98ud | 34 | FALSE | FALSE | 0031wi03-Bruckner - BRUCKNER HOLZ-ALU-PASSIV - SWISSP. V | 0 | 119 | 0048 | 0.98 | 98ud | 80 | FALSE | FALSE | 0308vs03-PICHLER - LG 250 System VENTECH | 0 | 197 | 0482 | 0.98 | 98ud | 3 | FALSE | FALSE |  | 1 | #VALUE! | 99999 | 99999 | 99999 |  | TRUE | FALSE |  | 1 | #VALUE! | 99999 | 99999 | 99999 |  | TRUE | FALSE | [70 empty] | 0
| 99ud | Existing building-basement ceiling | Existing building-basement ceiling | 0.242 | 1.23 | [227 empty] | 99ud | Double low-E glazing 4/16Argon90%/4 Epsilon=0.1 | 0.64 | 1.3 | 99ud | INSTALLATION SITUATION MULLION-TRANSOM: Alum, flush with the insulation layer on the inside | [12 empty] | 0.421 |  |  |  |  | 99ud | Compact unit selected in 'Compact' worksheet | [12 empty] | 99ud | [54 empty] | 99ud |  |  |  |  | 99 |  | 1 | #VALUE! | 99999 | 0.99 | 99ud | 28 | FALSE | FALSE | 0799ed03-New Rock, s.r.o. - Varmaj with glazing | 0 | 167 | 0601 | 0.99 | 99ud | 35 | FALSE | FALSE | 0635wi03-Buck - VÖRDE-Passivhausfenster - TGI PU | 0 | 120 | 0057 | 0.99 | 99ud | 81 | FALSE | FALSE | 0760vs03-Pluggit - Pluggit Avent D 160 | 0 | 198 | 0483 | 99999 | 99999 |  | TRUE | FALSE |  | 1 | #VALUE! | 99999 | 99999 | 99999 |  | TRUE | FALSE |  | 1 | #VALUE! | 99999 | 99999 | 99999 |  | TRUE | FALSE | [70 empty] | 0
[330 empty] | 100 |  | 1 | #VALUE! | 99999 | 99999 | 99999 |  | TRUE | TRUE | 0778ed03-Optiwin - ENTRADA | 0 | 168 | 0610 | 99999 | 99999 |  | TRUE | TRUE | 0032wi03-BUG - Alutechnik - ALUVOGT Design Uw-08 - SWISSP. V | 0 | 121 | 0059 | 99999 | 99999 |  | TRUE | TRUE | 0582vs03-Pluggit - Pluggit Avent P 190 | 0 | 199 | 0484 | 99999 | 99999 |  | TRUE | TRUE |  | 1 | #VALUE! | 99999 | 99999 | 99999 |  | TRUE | TRUE |  | 1 | #VALUE! | 99999 | 99999 | 99999 |  | TRUE | TRUE | [70 empty] | 0
|  | Certified Passive House components: | [231 empty] | Certified Passive House components: |  |  |  | Certified Passive House components: | [18 empty] | Certified Passive House components: | [13 empty] | Certified Passive House components: | [54 empty] | Certified Passive House components: |  |  |  | 101 |  | 1 | #VALUE! | 99999 | 99999 | 99999 |  | TRUE | TRUE | 0634ed03-pro Passivhausfenster - smartwin entrance | 0 | 169 | 0613 | 99999 | 99999 |  | TRUE | TRUE | 0539wi03-Casagrande - Synergist - SWISSP. Ultimate | 0 | 122 | 0061 | 99999 | 99999 |  | TRUE | TRUE | 0576vs03-Pluggit - Pluggit Avent P 310 | 0 | 200 | 0485 | 99999 | 99999 |  | TRUE | TRUE |  | 1 | #VALUE! | 99999 | 99999 | 99999 |  | TRUE | TRUE |  | 1 | #VALUE! | 99999 | 99999 | 99999 |  | TRUE | TRUE | [70 empty] | 0
|  | (ws: wall system) Wall system, certified: | [80 empty] | (ws: wall system) Wall system, certified: | [150 empty] | (gl: glazing) Glazing, certified: |  |  |  | (wi: window) Windows, certified: | [18 empty] | (vs: ventilation unit small) Ventilation units up to 600m³/h, certified: | [13 empty] | (ch: compact heatpump) Compact units with heat pump, certified: | [51 empty] | 0 |  |  | (sr: shower water heat recovery) Shower drain water heat recovery, certified: |  |  |  | 102 |  | 1 | #VALUE! | 99999 | 99999 | 99999 |  | TRUE | TRUE | 0690ed03-pro Passivhausfenster - smartwin entrance with glazing | 0 | 170 | 0614 | 99999 | 99999 |  | TRUE | TRUE | 0531wi03-Cruz & Oliveira - EPW CN92 - SWISSP. Ultimate | 0 | 123 | 0062 | 99999 | 99999 |  | TRUE | TRUE | 0577vs03-Pluggit - Pluggit Avent P 460 | 0 | 201 | 0486 | 99999 | 99999 |  | TRUE | TRUE |  | 1 | #VALUE! | 99999 | 99999 | 99999 |  | TRUE | TRUE |  | 1 | #VALUE! | 99999 | 99999 | 99999 |  | TRUE | TRUE | [20 empty] | 1: (ws: wall system) Wall system, certified: | 0
| 0782ws03 | ABC - ABC-TM-pGBS-1 | EW01 - External wall | 0.381 | 0.121 | 0 | RO01 - Double pitched roof / Pitched roof | 0.429 | 0.111 | 0 | FS01 - Floor slab | 0.29 | 0.245 | 0 | BW01 - Basement wall - Heated basement (KWb) | 0.38 | 0.187 | 0 | BC01 - Basement ceiling (unheated) | 0.33 | 0.234 | 0 | [60 empty] | RORI01 - ABC-01 - Roof ridge | 0.006 | 0.935 | MRRI01 - ABC-02 Pitched roof-Highest point | 0.004 | 0.95 | FSPA01 - K11_PW-FS - Floor slab-Partition wall | 0.016 | 0.98 | FSIW01 - K14_IW-FS - Interior wall - Floor slab | 0.033 | 0.97 | EWEC01 - K2_EC-EW - Exterior corner external wall | -0.041 | 0.9 | EWIC01 - K3_IC-EW - Interior corner external wall | 0.022 | 0.97 | EWCE01 - K5_IF-EW - Intermediate floor | 0.006 | 0.95 | EWPA01 - K13_PW-EW - External wall -Partition wall | 0.01 | 0.95 | EWIW01 - K15_IW-EX - Interior wall - External wall | 0.006 | 0.97 | TCEA01 - K6_RF-CD - Eaves (insulated top floor ceiling) | -0.05 | 0.93 | TCVE01 - K7_RF - Verge (insulated top floor ceiling) | -0.046 | 0.92 | ROEA01 - K8_RF-CD - Eaves | -0.03 | 0.93 | RORI01 - K9_RF - Roof ridge | -0.023 | 0.95 | ROVE01 - K10_RF - Verge | -0.052 | 0.92 | ROPA01 - K12_PW-RF - Roof-Partition wall | 0.022 | 0.96 | [105 empty] | 0665gl03 | Guardian - ClimaGuard nrG (4:/12/4/12/:4 Kr 90%) | 0.42 | 0.51 | 0719wi03 | ACO Hochbau - ACO Therm® 3.0 PHT - Swisspacer Ultimate | 0.8 | 0.8 | 0.8 | 0.8 | 0.125 | 0.125 | 0.125 | 0.125 | 0.028 | 0.028 | 0.028 | 0.028 | 0.04 | 0.04 | 0.04 | 0.04 |  | 0485vs03 | Aerex - Reco-Boxx 600 Flat / EV | 78% | 0% | 0.37 | 118 | 453 | 100 | incl. | yes | / | 74.8 | 59 | - | 0509ch03 | Aerex PHK 180 | 80.3% | 0.28 | 0 | 2 | 7 |  | 1.37 | 1.48 | 1.73 |  | 2.85 | 3.02 | 3.31 |  | 0 | 2 | 7 | 20 | 1.12 | 1.21 | 1.41 | 1.54 | 1.1 | 1.02 | 1.17 | 1.27 | 2.81 | 2.97 | 3.25 | 3.2 | 2.58 | 2.42 | 2.63 | 2.45 | [12 empty] | 1.75 | 36.5 |  | x |  | 0 |  | 0767sr03 | Wagner Solar - Duschrinne ECOshower 800 | 0.42 | 5 | 8 | 103 |  | 1 | #VALUE! | 99999 | 782 | 0782 | 29 | FALSE | TRUE | 0132ed03-profine - TROCAL® 88+ Passive House door with 70mm Haustürflügel | 0 | 171 | 0615 | 665 | 0665 | 36 | FALSE | TRUE | 0033wi03-Doleta - DOLETA PASSIV WINDOW - Thermix | 0 | 124 | 0063 | 719 | 0719 | 82 | FALSE | TRUE | 0312vs03-Pluggit - Pluggit Avent R 150 | 0 | 202 | 0493 | 485 | 0485 | 4 | FALSE | TRUE |  | 1 | #VALUE! | 99999 | 509 | 0509 | 11 | FALSE | TRUE |  | 1 | #VALUE! | 99999 | 767 | 0767 | 1 | FALSE | TRUE | EW01 - External wall | RO01 - Double pitched roof / Pitched roof | FS01 - Floor slab | BW01 - Basement wall - Heated basement (KWb) | BC01 - Basement ceiling (unheated) | [15 empty] | 1: RORI01 - ABC-01 - Roof ridge; 2: MRRI01 - ABC-02 Pitched roof-Highest point; 3: FSPA01 - K11_PW-FS - Floor slab-Partition wall; 4: FSIW01 - K14_IW-FS - Interior wall - Floor slab; 5: EWEC01 - K2_EC-EW - Exterior corner external wall; 6: EWIC01 - K3_IC-EW - Interior corner external wall; 7: EWCE01 - K5_IF-EW - Intermediate floor; 8: EWPA01 - K13_PW-EW - External wall -Partition wall; 9: EWIW01 - K15_IW-EX - Interior wall - External wall; 10: TCEA01 - K6_RF-CD - Eaves (insulated top floor ceiling); 11: TCVE01 - K7_RF - Verge (insulated top floor ceiling); 12: ROEA01 - K8_RF-CD - Eaves; 13: RORI01 - K9_RF - Roof ridge; 14: ROVE01 - K10_RF - Verge; 15: ROPA01 - K12_PW-RF - Roof-Partition wall | 0
| 0373ws03 | a-hus - A-Hus PASSIVE HOUSE SYSTEM | EW01 - External wall ventilated | 0.372 | 0.10699 | 0 | TC01 - Insulated top floor ceiling | 0.372 | 0.10699 | 0 | RO01 - Roof with inclined roof insulation | 0.372 | 0.10699 | 0 | FS01 - Floor slab | 0.372 | 0.10699 | 0 | BW01 - Basement wall | 0.372 | 0.10699 | 0 | [60 empty] | FSFE01 - K1_EW-FS - External wall - Floor slab (foundation) | -0.022 | 0.9 | BCEW01 - K18_EW-HB - External wall - Basement ceiling (unheated basement) | -0.036 | 0.96 | EWHB01 - alg-p-20-02 - External wall - Basement ceiling (heated basement) | -0.001 | 0.98 | EWHB02 - alg-p-20-02 - External wall - Basement ceiling (heated basement) | -0.001 | 0.98 | BCEW01 - alg-p-20-03 - External wall - Basement ceiling (unheated basement) | -0.016 | 0.98 | BCEW02 - alg-p-20-03 - External wall - Basement ceiling (unheated basement) | -0.009 | 0.98 | EWCE01 - alg-p-20-04 - Intermediate floor connexion | 0.001 | 0.96 | EWCE02 - alg-p-20-04 - Intermediate floor connexion | 0 | 0.96 | EWEC01 - alg-p-30-01 - Exterior corner - External wall | -0.063 | 0.96 | EWEC02 - alg-p-30-01 - Exterior corner - External wall | -0.055 | 0.97 | EWIC01 - alg-p-30-02 - Interior corner - External wall | 0.024 | 0.99 | EWIC02 - alg-p-30-02 - Interior corner - External wall | 0.022 | 0.99 | EWIW01 - alg-p-30-03 - Interior wall - External wall | 0 | 0.99 | EWIW02 - alg-p-30-03 - Interior wall - External wall | 0 | 0.99 | FRRP01 - alg-p-50-01 - Flat roof | -0.007 | 0.94 | FRRP02 - alg-p-50-01 - Flat roof | -0.006 | 0.94 | ROVE01 - alg-p-60-01 - Verge | -0.051 | 0.98 | ROVE02 - alg-p-60-01 - Verge | -0.048 | 0.99 | ROEA01 - alg-p-60-02 - Eaves | -0.042 | 0.97 | ROEA02 - alg-p-60-02 - Eaves | -0.04 | 0.97 | [90 empty] | 0666gl03 | AGC - iplus Advanced 1.0 (4:/12/4/12/:4 Kr 90%) | 0.42 | 0.44 | 0023wi03 | Adams - Climatic PH-F - SWISSP. V | 0.78 | 0.78 | 0.78 | 0.78 | 0.14 | 0.14 | 0.14 | 0.14 | 0.031 | 0.031 | 0.031 | 0.031 | 0.04 | 0.04 | 0.04 | 0.04 |  | 0483vs03 | Aerex - Reco-Boxx 170 C, Reco-Boxx 170 CB | 86% | 0% | 0.37 | 57 | 106 | 100 | incl. | yes | / | 55 | 55.2 | - | 0386ch03 | Drexel und Weiss - aerosmart m | 78% | 0.29 | -2 | 2 | 7 |  | 1.03 | 1.18 | 1.34 |  | 2.22 | 2.73 | 3.07 |  | -2 | 2 | 7 | 20 | 0.92 | 1.13 | 1.28 | 1.49 | 0.88 | 1.1 | 1.28 | 1.41 | 2.51 | 2.93 | 3.26 | 3.47 | 2.08 | 2.39 | 2.71 | 2.71 | [12 empty] | 1.6 | 47.1 |  | x |  | 0 |  | 0766sr03 | Wagner Solar - Duschrinne ECOshower 900 | 0.54 | 5 | 8 | 104 |  | 1 | #VALUE! | 99999 | 373 | 0373 | 30 | FALSE | TRUE | 0179ed03-profine - TROCAL® 88+ Passive House door with 88mm Haustürflügel | 0 | 172 | 0620 | 666 | 0666 | 37 | FALSE | TRUE | 0041wi03-DOMIS - POLAR - Chromat. Ultra | 0 | 125 | 0064 | 23 | 0023 | 83 | FALSE | TRUE | 0309vs03-Pluggit - Pluggit Avent P 180 | 0 | 203 | 0500 | 483 | 0483 | 5 | FALSE | TRUE |  | 1 | #VALUE! | 99999 | 386 | 0386 | 12 | FALSE | TRUE |  | 1 | #VALUE! | 99999 | 766 | 0766 | 2 | FALSE | TRUE | EW01 - External wall ventilated | TC01 - Insulated top floor ceiling | RO01 - Roof with inclined roof insulation | FS01 - Floor slab | BW01 - Basement wall | [15 empty] | 1: FSFE01 - K1_EW-FS - External wall - Floor slab (foundation); 2: BCEW01 - K18_EW-HB - External wall - Basement ceiling (unheated basement); 3: EWHB01 - alg-p-20-02 - External wall - Basement ceiling (heated basement); 4: EWHB02 - alg-p-20-02 - External wall - Basement ceiling (heated basement); 5: BCEW01 - alg-p-20-03 - External wall - Basement ceiling (unheated basement); 6: BCEW02 - alg-p-20-03 - External wall - Basement ceiling (unheated basement); 7: EWCE01 - alg-p-20-04 - Intermediate floor connexion; 8: EWCE02 - alg-p-20-04 - Intermediate floor connexion; 9: EWEC01 - alg-p-30-01 - Exterior corner - External wall; 10: EWEC02 - alg-p-30-01 - Exterior corner - External wall; 11: EWIC01 - alg-p-30-02 - Interior corner - External wall; 12: EWIC02 - alg-p-30-02 - Interior corner - External wall; 13: EWIW01 - alg-p-30-03 - Interior wall - External wall; 14: EWIW02 - alg-p-30-03 - Interior wall - External wall; 15: FRRP01 - alg-p-50-01 - Flat roof; 16: FRRP02 - alg-p-50-01 - Flat roof; 17: ROVE01 - alg-p-60-01 - Verge; 18: ROVE02 - alg-p-60-01 - Verge; 19: ROEA01 - alg-p-60-02 - Eaves; 20: ROEA02 - alg-p-60-02 - Eaves | 0
| 0338ws03 | alligator - ALLIGATOR Passivhaus WDVS | EW01 - External wall 032 | 0.5 | 0.10248 | 0 | EW02 - External wall 034 | 0.5 | 0.10861 | 0 | EW03 - External wall 035 | 0.5 | 0.11167 | 0 | EW04 - External wall 040 | 0.5 | 0.12685 | 0 | EW05 - External wall 041 | 0.5 | 0.12986 | 0 | FR01 - Flat roof | 0.515 | 0.12882 | 0 | RO01 - Lightweight roof | 0.395 | 0.13625 | 0 | BC01 - Basement ceiling unheated | 0.47 | 0.17064 | 0 | FS01 - Floor slab | 0.62 | 0.1312 | 0 | [44 empty] | FSFE01 - alg-p-20-01 - External wall - Floor slab (foundation) | -0.04 | 0.96 | FSFE02 - alg-p-20-01 - External wall - Floor slab (foundation) | -0.036 | 0.96 | EWHB01 - a-p-20-02 - External wall - Basement ceiling (heated basement) | -0.001 | 0.98 | EWHB02 - a-p-20-02 - External wall - Basement ceiling (heated basement) | -0.001 | 0.98 | BCEW01 - a-p-20-03 - External wall - Basement ceiling (unheated basement) | -0.016 | 0.98 | BCEW02 - a-p-20-03 - External wall - Basement ceiling (unheated basement) | -0.009 | 0.98 | EWCE01 - a-p-20-04 - Intermediate floor connexion | 0.001 | 0.96 | EWCE02 - a-p-20-04 - Intermediate floor connexion | 0 | 0.96 | EWEC01 - a-p-30-01 - Exterior corner - External wall | -0.063 | 0.96 | EWEC02 - a-p-30-01 - Exterior corner - External wall | -0.055 | 0.97 | EWIC01 - a-p-30-02 - Interior corner - External wall | 0.024 | 0.99 | EWIC02 - a-p-30-02 - Interior corner - External wall | 0.022 | 0.99 | EWIW01 - a-p-30-03 - Interior wall - External wall | 0 | 0.99 | EWIW02 - a-p-30-03 - Interior wall - External wall | 0 | 0.99 | FRRP01 - a-p-50-01 - Flat roof | -0.007 | 0.94 | FRRP02 - a-p-50-01 - Flat roof | -0.006 | 0.94 | ROVE01 - a-p-60-01 - Verge | -0.051 | 0.98 | ROVE02 - a-p-60-01 - Verge | -0.048 | 0.99 | ROEA01 - a-p-60-02 - Eaves | -0.042 | 0.97 | ROEA02 - a-p-60-02 - Eaves | -0.04 | 0.97 | [90 empty] | 0667gl03 | AGC - iplus Advanced 1.0 (4:/14/4/14/:4 Ar 90%) | 0.42 | 0.59 | 0784wi03 | Alcoa - Alcoa RT 82 HI+ - Swisspacer U | 0.79 | 0.79 | 0.79 | 0.79 | 0.116 | 0.116 | 0.116 | 0.116 | 0.028 | 0.028 | 0.028 | 0.028 | 0.04 | 0.04 | 0.04 | 0.04 |  | 0259vs03 | Aerex - Reco-Boxx 600 | 76% | 0% | 0.35 | 140 | 490 | 100 | incl. | yes | / | 52.7 | 49.6 | - | 0388ch03 | Genvex A/S - Combi 185L (operation point 150 m³/h) | 76% | 0.31 | 4 | 8 |  |  | 1.24 | 1.35 |  |  | 2.35 | 2.42 |  |  | 4 | 8 | 20 |  | 1 | 1.13 | 1.56 |  | 0.9 | 1.07 | 1.48 |  | 2.28 | 2.45 | 2.87 |  | 1.98 | 2.19 | 2.54 | [13 empty] | 1.9 | 46.4 |  | x |  | 0 |  | 0765sr03 | Wagner Solar - Duschrohr ECOshower 15 | 0.66 | 5 | 8 | 105 |  | 1 | #VALUE! | 99999 | 338 | 0338 | 31 | FALSE | TRUE | 0204ed03-profine - Kömmerling 88plus® Passive House door | 0 | 173 | 0621 | 667 | 0667 | 38 | FALSE | TRUE | 0640wi02-dPHt - Delta plus cold climate - SWISSP. Ultimate PU | 0 | 126 | 0065 | 784 | 0784 | 84 | FALSE | TRUE | 0732vs03-Poloplast GmbH & Co KG - POLO-AIR 450 | 0 | 204 | 0501 | 259 | 0259 | 6 | FALSE | TRUE |  | 1 | #VALUE! | 99999 | 388 | 0388 | 13 | FALSE | TRUE |  | 1 | #VALUE! | 99999 | 765 | 0765 | 3 | FALSE | TRUE | EW01 - External wall 032 | EW02 - External wall 034 | EW03 - External wall 035 | EW04 - External wall 040 | EW05 - External wall 041 | FR01 - Flat roof | RO01 - Lightweight roof | BC01 - Basement ceiling unheated | FS01 - Floor slab | [11 empty] | 1: FSFE01 - alg-p-20-01 - External wall - Floor slab (foundation); 2: FSFE02 - alg-p-20-01 - External wall - Floor slab (foundation); 3: EWHB01 - a-p-20-02 - External wall - Basement ceiling (heated basement); 4: EWHB02 - a-p-20-02 - External wall - Basement ceiling (heated basement); 5: BCEW01 - a-p-20-03 - External wall - Basement ceiling (unheated basement); 6: BCEW02 - a-p-20-03 - External wall - Basement ceiling (unheated basement); 7: EWCE01 - a-p-20-04 - Intermediate floor connexion; 8: EWCE02 - a-p-20-04 - Intermediate floor connexion; 9: EWEC01 - a-p-30-01 - Exterior corner - External wall; 10: EWEC02 - a-p-30-01 - Exterior corner - External wall; 11: EWIC01 - a-p-30-02 - Interior corner - External wall; 12: EWIC02 - a-p-30-02 - Interior corner - External wall; 13: EWIW01 - a-p-30-03 - Interior wall - External wall; 14: EWIW02 - a-p-30-03 - Interior wall - External wall; 15: FRRP01 - a-p-50-01 - Flat roof; 16: FRRP02 - a-p-50-01 - Flat roof; 17: ROVE01 - a-p-60-01 - Verge; 18: ROVE02 - a-p-60-01 - Verge; 19: ROEA01 - a-p-60-02 - Eaves; 20: ROEA02 - a-p-60-02 - Eaves | 0
| 0703ws03 | Alpha-Beton - PAMAflex Passivhaus-Detailset | EW01 - External wall | 0.41 | 0.119 | 0 | RO01 - Roof | 0.41 | 0.122 | 0 | BC01 - Basement ceiling over unheated basement ((KD) | 0.52 | 0.161 | 0 | FS01 - Floor slab (BP) | 0.8 | 0.24 | 0 | BW01 - Basement wall - heated basement (KWb) | 0.5 | 0.213 | 0 | [60 empty] | RORI01 - DA_059 115 - Ridge | -0.023 | 0.91 | MRRI01 - DA_059 501 - Pitched roof | -0.034 | 0.92 | EWHB01 - RS03_AW_bK - External wall - Basement ceiling (heated basement) | 0.009 | 0.94 | EWEC01 - RS04_AW_AK - Exterior corner - External wall | -0.058 | 0.9 | EWIC01 - RS05_AW_IK - Interior corner - External wall | 0.024 | 0.95 | EWIW01 - RS06_AW_IW - Interior wall - External wall | 0.001 | 0.95 | EWCE01 - RS07_AW_GD - Intermediate floor connexion | 0.008 | 0.96 | MREA01 - RS08_DA_Pult - Pitched roof | -0.091 | 0.9 | ROEA01 - RS09_DA_ungTr - Eaves | -0.046 | 0.92 | ROEA02 - RS10_DA_bTr - Eaves | -0.009 | 0.93 | ROVE01 - RS11_DA_Ort - Verge | -0.041 | 0.93 | [117 empty] | 0668gl03 | AGC - iplus Advanced 1.0 (4:/15/4/15/:4 Ar 90%) | 0.42 | 0.56 | 0777wi03 | Alumil S.A. - S91 - SWISSP. Ultimate | 0.78 | 0.78 | 0.78 | 0.78 | 0.178 | 0.178 | 0.178 | 0.178 | 0.025 | 0.025 | 0.025 | 0.025 | 0.04 | 0.04 | 0.04 | 0.04 |  | 0257vs03 | Aerex - Reco-Boxx 300 | 75% | 0% | 0.33 | 110 | 231 | 100 | incl. | yes | / | 49.2 | 46.3 | - | 0389ch03 | Genvex A/S - Combi 185L (operation point 200 m³/h) | 76% | 0.31 | 4 | 8 |  |  | 1.32 | 1.47 |  |  | 2.54 | 2.53 |  |  | 4 | 8 | 20 |  | 1 | 1.24 | 1.58 |  | 0.9 | 1.17 | 1.49 |  | 2.28 | 2.52 | 2.82 |  | 1.98 | 2.24 | 2.52 | [13 empty] | 1.9 | 46.4 |  | x |  | 0 |  | 0790sr03 | Wagner Solar - Duschwanne ECOshower 900x900, 1200x900 | 0.54 | 5 | 8 | 106 |  | 1 | #VALUE! | 99999 | 703 | 0703 | 32 | FALSE | TRUE | 0180ed03-Rehau - Entrance door GENEO PHZ, with Güwa filling on one wing side | 0 | 174 | 0622 | 668 | 0668 | 39 | FALSE | TRUE | 0510wi03-ELWIZ - ENERGIO PASSIV - SWISSP. V | 0 | 127 | 0067 | 777 | 0777 | 85 | FALSE | TRUE | 0599vs03-Poloplast GmbH & Co KG - POLO-AIR 400 | 0 | 205 | 0502 | 257 | 0257 | 7 | FALSE | TRUE |  | 1 | #VALUE! | 99999 | 389 | 0389 | 14 | FALSE | TRUE |  | 1 | #VALUE! | 99999 | 790 | 0790 | 4 | FALSE | TRUE | EW01 - External wall | RO01 - Roof | BC01 - Basement ceiling over unheated basement ((KD) | FS01 - Floor slab (BP) | BW01 - Basement wall - heated basement (KWb) | [15 empty] | 1: RORI01 - DA_059 115 - Ridge; 2: MRRI01 - DA_059 501 - Pitched roof; 3: EWHB01 - RS03_AW_bK - External wall - Basement ceiling (heated basement); 4: EWEC01 - RS04_AW_AK - Exterior corner - External wall; 5: EWIC01 - RS05_AW_IK - Interior corner - External wall; 6: EWIW01 - RS06_AW_IW - Interior wall - External wall; 7: EWCE01 - RS07_AW_GD - Intermediate floor connexion; 8: MREA01 - RS08_DA_Pult - Pitched roof; 9: ROEA01 - RS09_DA_ungTr - Eaves; 10: ROEA02 - RS10_DA_bTr - Eaves; 11: ROVE01 - RS11_DA_Ort - Verge | 0
| 0339ws03 | alsecco - alsecco Passivhaussystem | EW01 - External wall 032 | 0.5 | 0.10248 | 0 | EW02 - External wall 034 | 0.5 | 0.10861 | 0 | EW03 - External wall 035 | 0.5 | 0.11167 | 0 | EW04 - External wall 040 | 0.5 | 0.12685 | 0 | EW05 - External wall 041 | 0.5 | 0.12986 | 0 | FR01 - Flat roof | 0.515 | 0.12882 | 0 | RO01 - Lightweight roof | 0.395 | 0.13625 | 0 | BC01 - Basement ceiling unheated | 0.47 | 0.17064 | 0 | FS01 - Floor slab | 0.62 | 0.1312 | 0 | [44 empty] | FSFE01 - a-p-20-01 - External wall - Floor slab (foundation) | -0.04 | 0.96 | FSFE02 - a-p-20-01 - External wall - Floor slab (foundation) | -0.049 | 0.91 | FSPA01 - BP_18.1 - Interior wall - Floor slab | 0.052 | 0.93 | EWCE01 - BP_9.1 - Intermediate ceiling - External wall | -0.023 | 0.96 | EWEC01 - BP_16.1 - Exterior corner - External wall | -0.037 | 0.9 | EWIC01 - BP_16.2 - Interior corner - External wall | 0.2 | 0.97 | EWIW01 - BP_20.1 - Interior wall - External wall | 0.009 | 0.94 | ROEA01 - BP_12.1. - Roof - Eaves | -0.007 | 0.93 | TCEA01 - BP_13.1 - top floor ceiling -Eaves | -0.04 | 0.91 | ROVE01 - BP_15.1 - External wall - Roof | -0.058 | 0.91 | RORI01 - BP_26.1 - Ridge | -0.028 | 0.92 | ROPA01 - BP_19.1 - Interior wall - Roof | 0.009 | 0.94 | TCTD01 - BP_23.1 - Attic entrance | 0.029 | 0.91 | [111 empty] | 0669gl03 | AGC - iplus Advanced 1.0 (4:/16/4/16/:4 Ar 90%) | 0.42 | 0.53 | 0638wi03 | Aluplast - energeto 8000 I passiv - SWISSP. Ultimate | 0.79 | 0.79 | 0.92 | 0.79 | 0.119 | 0.119 | 0.149 | 0.119 | 0.024 | 0.024 | 0.024 | 0.024 | 0.04 | 0.04 | 0.04 | 0.04 |  | 0258vs03 | Aerex - Reco-Boxx 400 | 75% | 0% | 0.36 | 120 | 308 | 100 | incl. | yes | / | 51.8 | 49 | - | 0390ch03 | NILAN A/S - Compact P (operation point 92 m³/h) | 77% | 0.43 | -7 | 2.1 | 7.1 |  | 0.49 | 0.62 | 0.67 |  | 2.43 | 2.55 | 2.78 |  | -6.9 | 1.9 | 7.2 | 20.2 | 0.51 | 0.72 | 0.89 | 1.02 | 0.54 | 0.71 | 0.83 | 0.95 | 2.11 | 2.6 | 3.08 | 3.38 | 1.94 | 2.5 | 2.8 | 3.05 | [12 empty] | 1.63 | 50.5 |  |  | x | 0 |  | 0793sr03 | Dutch Solar Systems b.v. - DSS showerdrain channel WWHR model 800/3 | 0.42 | 5 | 8 | 107 |  | 1 | #VALUE! | 99999 | 339 | 0339 | 33 | FALSE | TRUE | 0181ed03-Rehau - Entrance door GENEO PHZ, with Güwa filling on one wing side with glazing | 0 | 175 | 0625 | 669 | 0669 | 40 | FALSE | TRUE | 0598wi03-Fanzola - 125 PX - Chromat. Ultra | 0 | 128 | 0069 | 638 | 0638 | 86 | FALSE | TRUE | 0586vs03-Richter + Frenzel - APV3 Optiline by Pluggit | 0 | 206 | 0503 | 258 | 0258 | 8 | FALSE | TRUE |  | 1 | #VALUE! | 99999 | 390 | 0390 | 15 | FALSE | TRUE |  | 1 | #VALUE! | 99999 | 793 | 0793 | 5 | FALSE | TRUE | EW01 - External wall 032 | EW02 - External wall 034 | EW03 - External wall 035 | EW04 - External wall 040 | EW05 - External wall 041 | FR01 - Flat roof | RO01 - Lightweight roof | BC01 - Basement ceiling unheated | FS01 - Floor slab | [11 empty] | 1: FSFE01 - a-p-20-01 - External wall - Floor slab (foundation); 2: FSFE02 - a-p-20-01 - External wall - Floor slab (foundation); 3: FSPA01 - BP_18.1 - Interior wall - Floor slab; 4: EWCE01 - BP_9.1 - Intermediate ceiling - External wall; 5: EWEC01 - BP_16.1 - Exterior corner - External wall; 6: EWIC01 - BP_16.2 - Interior corner - External wall; 7: EWIW01 - BP_20.1 - Interior wall - External wall; 8: ROEA01 - BP_12.1. - Roof - Eaves; 9: TCEA01 - BP_13.1 - top floor ceiling -Eaves; 10: ROVE01 - BP_15.1 - External wall - Roof; 11: RORI01 - BP_26.1 - Ridge; 12: ROPA01 - BP_19.1 - Interior wall - Roof; 13: TCTD01 - BP_23.1 - Attic entrance | 0
| 0384ws03 | Beattie - Beattie Passiv Holzbausystem | EW01 - External wall | 0.338 | 0.115 | 0 | FS01 - Floor slab | 0.559 | 0.095 | 0 | RO01 - Roof warm wooden sub-structure | 0.338 | 0.116 | 0 | RO02 - Roof steel sub-structure | 0.429 | 0.117 | 0 | [64 empty] | FSEW01 - BP_08.1_Q - External wall - Floor slab | -0.052 | 0.92 | FSEW02 - BP_08.1_L - External wall - Floor slab | -0.036 | 0.96 | EWHB01 - ct-p-20-02 - External wall - Basement ceiling (heated basement) | -0.001 | 0.98 | EWHB02 - ct-p-20-02 - External wall - Basement ceiling (heated basement) | -0.001 | 0.98 | BCEW01 - ct-p-20-03 - External wall - Basement ceiling (unheated basement) | -0.016 | 0.98 | BCEW02 - ct-p-20-03 - External wall - Basement ceiling (unheated basement) | -0.009 | 0.98 | EWCE01 - ct-p-20-04 - Intermediate floor connexion | 0.001 | 0.96 | EWCE02 - ct-p-20-04 - Intermediate floor connexion | 0 | 0.96 | EWEC01 - ct-p-30-01 - Exterior corner - External wall | -0.063 | 0.96 | EWEC02 - ct-p-30-01 - Exterior corner - External wall | -0.055 | 0.97 | EWIC01 - ct-p-30-02 - Interior corner - External wall | 0.024 | 0.99 | EWIC02 - ct-p-30-02 - Interior corner - External wall | 0.022 | 0.99 | EWIW01 - ct-p-30-03 - Interior wall - External wall | 0 | 0.99 | EWIW02 - ct-p-30-03 - Interior wall - External wall | 0 | 0.99 | FRRP01 - ct-p-50-01 - Flat roof | -0.007 | 0.94 | FRRP02 - ct-p-50-01 - Flat roof | -0.006 | 0.94 | ROVE01 - ct-p-60-01 - Verge | -0.051 | 0.98 | ROVE02 - ct-p-60-01 - Verge | -0.048 | 0.99 | ROEA01 - ct-p-60-02 - Eaves | -0.042 | 0.97 | ROEA02 - ct-p-60-02 - Eaves | -0.04 | 0.97 | [90 empty] | 0670gl03 | AGC - iplus Top 1.1 (4:/10/4/10/:4 Kr 90%) | 0.51 | 0.56 | 0773wi03 | Aluplast - energeto 8000 view - SWISSP. Ultimate | 0.81 | 0.81 | 0.81 | 0.81 | 0.108 | 0.108 | 0.108 | 0.108 | 0.022 | 0.022 | 0.022 | 0.022 | 0.04 | 0.04 | 0.04 | 0.04 |  | 0260vs03 | Aerex - Reco-Boxx COMFORT | 85% | 0% | 0.35 | 150 | 250 | 100 | incl. | yes | / | - | - | - | 0391ch03 | NILAN A/S - Compact P (operation point 172 m³/h) | 80% | 0.4 | -3.7 | 2 | 6.9 |  | 0.61 | 0.78 | 0.92 |  | 2.65 | 3.18 | 3.58 |  | -4 | 2 | 7 | 20.2 | 0.6 | 0.83 | 0.99 | 1.14 | 0.53 | 0.82 | 0.95 | 1.05 | 2.13 | 2.87 | 3.31 | 3.68 | 1.81 | 2.72 | 3.05 | 3.28 | [12 empty] | 1.63 | 50.5 |  |  | x | 0 |  | 0792sr03 | Wagner Solar - DSS showerdrain channel WWHR model 900/4 | 0.54 | 5 | 8 | 108 |  | 1 | #VALUE! | 99999 | 384 | 0384 | 34 | FALSE | TRUE | 0182ed03-Rehau - Entrance door GENEO PHZ, with Güwa filling on one wing side - variant without steel profile in door wing and fire door box | 0 | 176 | 0626 | 670 | 0670 | 41 | FALSE | TRUE | 0731wi02-Fanzola - NULL FENSTER - SWISSP. Ultimate | 0 | 129 | 0070 | 773 | 0773 | 87 | FALSE | TRUE | 0585vs03-Richter + Frenzel - APV5 Optiline by Pluggit | 0 | 207 | 0505 | 260 | 0260 | 9 | FALSE | TRUE |  | 1 | #VALUE! | 99999 | 391 | 0391 | 16 | FALSE | TRUE |  | 1 | #VALUE! | 99999 | 792 | 0792 | 6 | FALSE | TRUE | EW01 - External wall | FS01 - Floor slab | RO01 - Roof warm wooden sub-structure | RO02 - Roof steel sub-structure | [16 empty] | 1: FSEW01 - BP_08.1_Q - External wall - Floor slab; 2: FSEW02 - BP_08.1_L - External wall - Floor slab; 3: EWHB01 - ct-p-20-02 - External wall - Basement ceiling (heated basement); 4: EWHB02 - ct-p-20-02 - External wall - Basement ceiling (heated basement); 5: BCEW01 - ct-p-20-03 - External wall - Basement ceiling (unheated basement); 6: BCEW02 - ct-p-20-03 - External wall - Basement ceiling (unheated basement); 7: EWCE01 - ct-p-20-04 - Intermediate floor connexion; 8: EWCE02 - ct-p-20-04 - Intermediate floor connexion; 9: EWEC01 - ct-p-30-01 - Exterior corner - External wall; 10: EWEC02 - ct-p-30-01 - Exterior corner - External wall; 11: EWIC01 - ct-p-30-02 - Interior corner - External wall; 12: EWIC02 - ct-p-30-02 - Interior corner - External wall; 13: EWIW01 - ct-p-30-03 - Interior wall - External wall; 14: EWIW02 - ct-p-30-03 - Interior wall - External wall; 15: FRRP01 - ct-p-50-01 - Flat roof; 16: FRRP02 - ct-p-50-01 - Flat roof; 17: ROVE01 - ct-p-60-01 - Verge; 18: ROVE02 - ct-p-60-01 - Verge; 19: ROEA01 - ct-p-60-02 - Eaves; 20: ROEA02 - ct-p-60-02 - Eaves | 0
| 0341ws03 | Brillux - PassivHaus WDV-System | EW01 - External wall | 0.455 | 0.145 | 0 | RO01 - Roof | 0.335 | 0.14 | 0 | BC01 - Basement ceiling | 0.46 | 0.152 | 0 | [68 empty] | EWOI01 - Brillux Passivhausdetail 0.1.1 - Base area with perimeter insulation | 0.003 | 0.98 | BCEW01 - Brillux Passivhausdetail 0.1.2 - External wall - Basement ceiling (basement unheated) | 0 | 0.99 | FSEW01 - PH110 - External wall - Floor slab | -0.029 | 0.97 | FSEW02 - PH110 - External wall - Floor slab | -0.022 | 0.98 | BCEW01 - PH120 - External wall - Basement ceiling (unheated basement) | -0.044 | 0.97 | BCEW02 - PH120 - External wall - Basement ceiling (unheated basement) | -0.039 | 0.97 | EWIC01 - PH200 - Interior corner - External wall | 0.025 | 0.98 | EWIC02 - PH200 - Interior corner - External wall | 0.022 | 0.99 | EWEC01 - PH220 - Exterior corner - External wall | -0.063 | 0.98 | EWEC02 - PH220 - Exterior corner - External wall | -0.055 | 0.99 | EWIW01 - PH285 - Interior wall - External wall | 0 | 1 | EWIW02 - PH285 - Interior wall - External wall | 0 | 1 | EWCE01 - PH290 - Intermediate floor connexion | 0 | 0.98 | EWCE02 - PH290 - Intermediate floor connexion | 0 | 0.98 | ROEA01 - PH305 - Eaves | -0.007 | 0.96 | ROEA02 - PH305 - Eaves | -0.008 | 0.96 | ROVE01 - PH315 - Verge | -0.016 | 0.93 | ROVE02 - PH315 - Verge | -0.012 | 0.94 | FRRP01 - PH330 - Parapet | 0.004 | 0.96 | FRRP02 - PH330 - Parapet | 0.007 | 0.96 | ROEA03 - PH335 - Roof overhang | -0.064 | 0.97 | ROEA04 - PH335 - Roof overhang | -0.06 | 0.97 | [84 empty] | 0671gl03 | AGC - iplus Top 1.1 (4:/12/4/12/:4 Kr 90%) | 0.51 | 0.49 | 0655wi03 | Aluprof - MB-104 Passive Aero - SWISSP. Ultimate | 0.71 | 0.71 | 0.71 | 0.71 | 0.15 | 0.15 | 0.15 | 0.15 | 0.024 | 0.024 | 0.024 | 0.024 | 0.04 | 0.04 | 0.04 | 0.04 |  | 0780vs03 | ALDES Aéraulique - Dee Fly Cube 300 | 77% | 0% | 0.43 | 90 | 231 | 100 | incl. | yes | / | 51.8 | 51.3 | - | 0244ch03 | Stiebel Eltron - LWZ 304 | 87% | 0.42 | -7 | 2 | 7 |  | 2.74 | 3.93 | 4.82 |  | 2.28 | 2.86 | 3.25 |  | -7 | 2 | 7 | 20 | 2.88 | 4 | 4.96 | 6.34 | 2.65 | 3.87 | 4.68 | 6.07 | 2.49 | 2.9 | 3.28 | 3.7 | 2.28 | 2.76 | 3.03 | 3.44 | [12 empty] | 1.51 | 48.8 |  | x |  | 430 | x | 0791sr03 | Wagner Solar - DSS shower-pipe(vertical) WWHR, model T-DW3, STANDARD | 0.66 | 5 | 8 | 109 |  | 1 | #VALUE! | 99999 | 341 | 0341 | 35 | FALSE | TRUE | 0183ed03-Rehau - Entrance door GENEO PHZ, with Güwa filling on one wing side with glazing - variant without steel profile in door wing and fire door box | 0 | 177 | 0627 | 671 | 0671 | 42 | FALSE | TRUE | 0045wi03-Fosodeder - Alto Nova / Variotherm - Thermix | 0 | 130 | 0071 | 655 | 0655 | 88 | FALSE | TRUE | 0584vs03-Richter + Frenzel - APH5 Optiline by Pluggit | 0 | 208 | 0506 | 780 | 0780 | 10 | FALSE | TRUE |  | 1 | #VALUE! | 99999 | 244 | 0244 | 17 | FALSE | TRUE |  | 1 | #VALUE! | 99999 | 791 | 0791 | 7 | FALSE | TRUE | EW01 - External wall | RO01 - Roof | BC01 - Basement ceiling | [17 empty] | 1: EWOI01 - Brillux Passivhausdetail 0.1.1 - Base area with perimeter insulation; 2: BCEW01 - Brillux Passivhausdetail 0.1.2 - External wall - Basement ceiling (basement unheated); 3: FSEW01 - PH110 - External wall - Floor slab; 4: FSEW02 - PH110 - External wall - Floor slab; 5: BCEW01 - PH120 - External wall - Basement ceiling (unheated basement); 6: BCEW02 - PH120 - External wall - Basement ceiling (unheated basement); 7: EWIC01 - PH200 - Interior corner - External wall; 8: EWIC02 - PH200 - Interior corner - External wall; 9: EWEC01 - PH220 - Exterior corner - External wall; 10: EWEC02 - PH220 - Exterior corner - External wall; 11: EWIW01 - PH285 - Interior wall - External wall; 12: EWIW02 - PH285 - Interior wall - External wall; 13: EWCE01 - PH290 - Intermediate floor connexion; 14: EWCE02 - PH290 - Intermediate floor connexion; 15: ROEA01 - PH305 - Eaves; 16: ROEA02 - PH305 - Eaves; 17: ROVE01 - PH315 - Verge; 18: ROVE02 - PH315 - Verge; 19: FRRP01 - PH330 - Parapet; 20: FRRP02 - PH330 - Parapet; 21: ROEA03 - PH335 - Roof overhang; 22: ROEA04 - PH335 - Roof overhang | 0
| 0342ws03 | Caparol - Capatect-WDVS für Passivhaus-Bauweise | EW01 - External wall 032 | 0.5 | 0.10248 | 0 | EW02 - exterior wall, insulation with conductivity of 0.034 W/mK | 0.5 | 0.10861 | 0 | EW03 - exterior wall, insulation with conductivity of 0.035 W/mK | 0.5 | 0.11167 | 0 | EW04 - exterior wall, insulation with conductivity of 0.040 W/mK | 0.5 | 0.12685 | 0 | EW05 - exterior wall, insulation with conductivity of 0.041 W/mK | 0.5 | 0.12986 | 0 | FR01 - Flat roof | 0.515 | 0.12882 | 0 | RO01 - Lightweight roof | 0.395 | 0.13625 | 0 | BC01 - Basement ceiling | 0.47 | 0.17064 | 0 | FS01 - Floor slab | 0.62 | 0.1312 | 0 | [44 empty] | FSFE01 - ct-p-20-01 - External wall - Floor slab (foundation) | -0.04 | 0.96 | FSFE02 - ct-p-20-01 - External wall - Floor slab (foundation) | 0.009 | 0.96 | BCEW01 - DWPH_03_AW-KD-ubK - External wall - Basement ceiling (unheated basement) | 0.026 | 0.93 | BCIW01 - DWPH_04_IW-KD_ubK - Interior wall - Basement ceiling (unheated basement) | 0.009 | 0.95 | EWHB01 - DWPH_05_AW-KD_bK - External wall - Basement ceiling (heated basement) | 0.089 | 0.95 | BFIW01 - DWPH_06_IW-KS - Interior wall basement - Basement slab | 0.081 | 0.94 | BFIW02 - DWPH_07_KGW-KS - Basement wall - Basement slab | 0.04 | 0.9 | BWEC01 - DWPH_08_KGW-KGW-90 - Basement wall, corner 90° | -0.066 | 0.93 | BWIC01 - DWPH_09_KGW-KGW-270 - Basement wall, corner 270° | 0.034 | 0.96 | BWIW01 - DWPH_10_KGW-KGIW - Interior wall basement - Basement wall | 0 | 0.96 | BWSC01 - DWPH_11_AW-KWG-TH - External wall - Basement wall (staircase) | 0.09 | 0.94 | EWEC01 - DWPH_12_AW-AW-90 - Exterior corner - External wall | -0.053 | 0.92 | EWIC01 - DWPH_13_AW-AW-270 - External wall Interior corner | 0.027 | 0.97 | EWCE01 - DWPH_14_AW-DE - Intermediate floor connexion | 0.031 | 0.94 | EWIW01 - DWPH_15_IW-AW - Interior wall - External wall | 0.006 | 0.97 | ROEA01 - DWPH_16_KN-DA - Eaves | -0.011 | 0.93 | CCEA01 - DWPH_17_KB-DA - Rafter roof | 0.008 | 0.94 | ROVE01 - DWPH_18_ORTG - Verge | -0.054 | 0.9 | CCVE01 - DWPH_19_KB-AW - Rafter roof - gable wall | -0.045 | 0.9 | ROIW01 - DWPH_20_IW-DA - Interior wall - inclined roof | 0.009 | 0.97 | CCIW01 - DWPH_21_IW-KB - Interior wall - Rafter roof | 0.006 | 0.97 | RORI01 - DWPH_22_Ridge - Ridge | -0.035 | 0.91 | MREA01 - DWPH_23_PD_TR - Eaves - Pitched roof | -0.044 | 0.92 | MRRI01 - DWPH_24_PD_FR - Ridge - Pitched roof | -0.059 | 0.91 | [78 empty] | 0672gl03 | AGC - iplus Top 1.1 (4:/14/4/14/:4 Ar 90%) | 0.51 | 0.64 | 0607wi03 | Aluron - Gemini Passiv - SWISSP. Ultimate | 0.78 | 0.78 | 0.78 | 0.78 | 0.124 | 0.124 | 0.124 | 0.124 | 0.026 | 0.026 | 0.026 | 0.026 | 0.04 | 0.04 | 0.04 | 0.04 |  | 0505vs03 | Amalva UAB - Komfovent - Domekt REGO-450 | 78% | 0% | 0.4 | 167 | 310 | 100 | incl. | no | / | 66.6 | 55.4 | - | 0383ch03 | Tecalor - THZ 304 | 87% | 0.42 | -7 | 2 | 7 |  | 2.74 | 3.93 | 4.82 |  | 2.28 | 2.86 | 3.25 |  | -7 | 2 | 7 | 20 | 2.88 | 4 | 4.96 | 6.34 | 2.65 | 3.87 | 4.68 | 6.07 | 2.49 | 2.9 | 3.28 | 3.7 | 2.28 | 2.76 | 3.03 | 3.44 | [12 empty] | 1.51 | 48.8 |  | x |  | 430 | x | [5 empty] | 110 |  | 1 | #VALUE! | 99999 | 342 | 0342 | 36 | FALSE | TRUE | 0184ed03-Rehau - Entrance door GENEO PHZ, with Güwa filling coating on two wing sides | 0 | 178 | 0628 | 672 | 0672 | 43 | FALSE | TRUE | 0520wi03-Fosodeder - Alto Nova 0.78 System 10+12 - SWISSP. V | 0 | 131 | 0072 | 607 | 0607 | 89 | FALSE | TRUE | 0587vs03-Richter + Frenzel - APH8 Optiline by Pluggit | 0 | 209 | 0516 | 505 | 0505 | 11 | FALSE | TRUE |  | 1 | #VALUE! | 99999 | 383 | 0383 | 18 | FALSE | TRUE |  | 1 | #VALUE! | 99999 | 99999 | 99999 |  | TRUE | TRUE | EW01 - External wall 032 | EW02 - exterior wall, insulation with conductivity of 0.034 W/mK | EW03 - exterior wall, insulation with conductivity of 0.035 W/mK | EW04 - exterior wall, insulation with conductivity of 0.040 W/mK | EW05 - exterior wall, insulation with conductivity of 0.041 W/mK | FR01 - Flat roof | RO01 - Lightweight roof | BC01 - Basement ceiling | FS01 - Floor slab | [11 empty] | 1: FSFE01 - ct-p-20-01 - External wall - Floor slab (foundation); 2: FSFE02 - ct-p-20-01 - External wall - Floor slab (foundation); 3: BCEW01 - DWPH_03_AW-KD-ubK - External wall - Basement ceiling (unheated basement); 4: BCIW01 - DWPH_04_IW-KD_ubK - Interior wall - Basement ceiling (unheated basement); 5: EWHB01 - DWPH_05_AW-KD_bK - External wall - Basement ceiling (heated basement); 6: BFIW01 - DWPH_06_IW-KS - Interior wall basement - Basement slab; 7: BFIW02 - DWPH_07_KGW-KS - Basement wall - Basement slab; 8: BWEC01 - DWPH_08_KGW-KGW-90 - Basement wall, corner 90°; 9: BWIC01 - DWPH_09_KGW-KGW-270 - Basement wall, corner 270°; 10: BWIW01 - DWPH_10_KGW-KGIW - Interior wall basement - Basement wall; 11: BWSC01 - DWPH_11_AW-KWG-TH - External wall - Basement wall (staircase); 12: EWEC01 - DWPH_12_AW-AW-90 - Exterior corner - External wall; 13: EWIC01 - DWPH_13_AW-AW-270 - External wall Interior corner; 14: EWCE01 - DWPH_14_AW-DE - Intermediate floor connexion; 15: EWIW01 - DWPH_15_IW-AW - Interior wall - External wall; 16: ROEA01 - DWPH_16_KN-DA - Eaves; 17: CCEA01 - DWPH_17_KB-DA - Rafter roof; 18: ROVE01 - DWPH_18_ORTG - Verge; 19: CCVE01 - DWPH_19_KB-AW - Rafter roof - gable wall; 20: ROIW01 - DWPH_20_IW-DA - Interior wall - inclined roof; 21: CCIW01 - DWPH_21_IW-KB - Interior wall - Rafter roof; 22: RORI01 - DWPH_22_Ridge - Ridge; 23: MREA01 - DWPH_23_PD_TR - Eaves - Pitched roof; 24: MRRI01 - DWPH_24_PD_FR - Ridge - Pitched roof | 0
| 0594ws03 | Cygnum - Cygnum Passive 350 | EW01 - External wall | 0.363 | 0.128 | 0 | FR01 - Flat roof | 0.543 | 0.148 | 0 | MR01 - Pitched roof | 0.313 | 0.135 | 0 | FS01 - Floor slab | 0.35 | 0.145 | 0 | BC01 - Unheated basement ceiling | 0.381 | 0.141 | 0 | [60 empty] | RORI01 - CYGNUM_01_FI - Roof ridge | -0.027 | 0.907 | ROEA01 - CYGNUM_02_DA_AW_TR - Roof External wall - Eaves | 0.075 | 0.99 | EWIW01 - ED_03_AW-IW - Interior wall - External wall | 0.002 | 0.96 | FSFE01 - ED_11_AW-BP - External wall - Floor slab (foundation) | -0.057 | 0.91 | FSIW01 - ED_12_IW-BP - Interior wall - Floor slab | 0.009 | 0.91 | EWHB01 - ED_13_AW-KD_b - External wall - Basement ceiling (heated basement) | 0.009 | 0.97 | BCEW01 - ED_14_AW-KD_u - External wall - Basement ceiling (unheated basement) | -0.027 | 0.93 | BCIW03 - ED_15_IW-KD_1 - Interior wall - Basement ceiling (heated basement) | 0.029 | 0.95 | BCIW01 - ED_16_IW-KD_2_V01 - Interior wall - Basement ceiling | 0.162 | 0.91 | BCIW02 - ED_16_IW-KD_2_V02 - Interior wall - Basement ceiling | 0.077 | 0.92 | EWCE01 - ED_21_AW-GD_Zi - Intermediate floor connexion | 0.009 | 0.93 | EWCE02 - ED_22_AW-GD_Be - Intermediate floor connexion | 0.01 | 0.94 | TCEA01 - ED_31_AW-GD-Tr_V01 - Eaves | 0.009 | 0.87 | TCEA02 - ED_31_AW-GD-Tr_V02 - Eaves | -0.041 | 0.9 | ROEA01 - ED_32_AW-DA-Tr - Eaves | 0.008 | 0.9 | ROVE01 - ED_33_AW-DA-Or - Verge | -0.058 | 0.9 | FRRP01 - ED_34_AW-FD-At - Flat roof | -0.031 | 0.91 | [99 empty] | 0673gl03 | AGC - iplus Top 1.1 (4:/15/4/15/:4 Ar 90%) | 0.51 | 0.61 | 0026wi03 | Batimet - TA35 SE VB - TGI Wave | 0.73 | 0.73 | 0.73 | 0.73 | 0.135 | 0.135 | 0.135 | 0.135 | 0.032 | 0.032 | 0.032 | 0.032 | 0.04 | 0.04 | 0.04 | 0.04 |  | 0506vs03 | Amalva UAB - Komfovent - Domekt RECU-400 | 76% | 0% | 0.37 | 129 | 256 | 100 | incl. | yes | / | 59.8 | 66.7 | - | 0392ch03 | Zimmermann - Proxon PH-S | 85% | 0.42 | -7 | 2 | 7 |  | 0.51 | 0.93 | 1.07 |  | 2.21 | 3.07 | 3.18 |  | -7 | 2 | 7 | 20 | 1.08 | 1.27 | 1.09 | 1.64 | 0.93 | 1.33 | 1.02 | 1.5 | 3.53 | 3.58 | 3.49 | 4.47 | 2.94 | 3.44 | 3.05 | 3.72 | [12 empty] | 7.5 | 50 | x |  |  | 0 | x | [5 empty] | 111 |  | 1 | #VALUE! | 99999 | 594 | 0594 | 37 | FALSE | TRUE | 0185ed03-Rehau - Entrance door GENEO PHZ, with Güwa filling coating on two wing sides with glazing | 0 | 179 | 0634 | 673 | 0673 | 44 | FALSE | TRUE | 0521wi03-Fosodeder - Alto Nova 0.74 System 10+12 - Thermix | 0 | 132 | 0075 | 26 | 0026 | 90 | FALSE | TRUE | 0810vs03-SALDA - SMARTY 3X P | 0 | 210 | 0519 | 506 | 0506 | 12 | FALSE | TRUE |  | 1 | #VALUE! | 99999 | 392 | 0392 | 19 | FALSE | TRUE |  | 1 | #VALUE! | 99999 | 99999 | 99999 |  | TRUE | TRUE | EW01 - External wall | FR01 - Flat roof | MR01 - Pitched roof | FS01 - Floor slab | BC01 - Unheated basement ceiling | [15 empty] | 1: RORI01 - CYGNUM_01_FI - Roof ridge; 2: ROEA01 - CYGNUM_02_DA_AW_TR - Roof External wall - Eaves; 3: EWIW01 - ED_03_AW-IW - Interior wall - External wall; 4: FSFE01 - ED_11_AW-BP - External wall - Floor slab (foundation); 5: FSIW01 - ED_12_IW-BP - Interior wall - Floor slab; 6: EWHB01 - ED_13_AW-KD_b - External wall - Basement ceiling (heated basement); 7: BCEW01 - ED_14_AW-KD_u - External wall - Basement ceiling (unheated basement); 8: BCIW03 - ED_15_IW-KD_1 - Interior wall - Basement ceiling (heated basement); 9: BCIW01 - ED_16_IW-KD_2_V01 - Interior wall - Basement ceiling; 10: BCIW02 - ED_16_IW-KD_2_V02 - Interior wall - Basement ceiling; 11: EWCE01 - ED_21_AW-GD_Zi - Intermediate floor connexion; 12: EWCE02 - ED_22_AW-GD_Be - Intermediate floor connexion; 13: TCEA01 - ED_31_AW-GD-Tr_V01 - Eaves; 14: TCEA02 - ED_31_AW-GD-Tr_V02 - Eaves; 15: ROEA01 - ED_32_AW-DA-Tr - Eaves; 16: ROVE01 - ED_33_AW-DA-Or - Verge; 17: FRRP01 - ED_34_AW-FD-At - Flat roof | 0
| 0343ws03 | danwood - DANWOOD PASSIVHAUS-BAUSYSTEM | EW01 - External wall (lightweight construction) | 0.4185 | 0.104 | 0 | BW01 - Basement wall - heated basement | 0.515 | 0.157 | 0 | RO01 - Roof | 0.355 | 0.134 | 0 | CC01 - Rafter roof | 0.355 | 0.134 | 0 | FS01 - Floor slab PS | 0.51 | 0.096 | 0 | BC01 - Basement ceiling | 0.51 | 0.109 | 0 | BF01 - Basement slab | 0.53 | 0.119 | 0 | FR01 - Roof flat inclined | 0.377 | 0.131 | 0 | [48 empty] | FSFE01 - DWPH_01_AW-BP - External wall - Floor slab (foundation) | -0.014 | 0.91 | FSIW01 - DWPH_02_IW-BP - Interior wall - Floor slab | -0.028 | 0.97 | BCEW01 - FH_03_AW-KD_unb - External wall - Basement ceiling (unheated basement) | -0.006 | 0.89 | FSIW01 - FH_04_IW-BP_SG - Interior wall - Floor slab | 0.01 | 0.98 | FSIW02 - FH_05_IW-BP_PS - Interior wall - Floor slab | 0.005 | 0.96 | BCIW01 - FH_06_IW-KD_unb - Interior wall - Basement ceiling (unheated basement) | 0.006 | 0.96 | EWEC01 - FH_10_AW-AW-90 - Exterior corner - External wall | -0.049 | 0.92 | EWIC01 - FH_10_AW-AW-270 - Interior corner - External wall | 0.025 | 0.98 | EWIW01 - FH_12_IW-AW - Interior wall - External wall | 0.007 | 0.96 | EWCE01 - FH_13_DE-AW - Intermediate floor connexion | 0.014 | 0.94 | ROEA01 - FH_21_KN-DA - Eaves | -0.014 | 0.94 | CCEA01 - FH_22_KB-DA - Rafter roof | -0.009 | 0.94 | ROVE01 - FH_23_ORTG - Verge | -0.055 | 0.91 | CCIW01 - FH_24_IW-KB - Interior wall - Rafter roof | 0 | 0.96 | ROIW01 - FH_25_IW-DA - Interior wall - inclined roof | 0 | 0.96 | MRVE01 - FH_26_PD-TR - Verge - Pitched roof | -0.035 | 0.91 | MRRI01 - FH_27_PD-FR - Ridge - Pitched roof | -0.056 | 0.9 | MRCB01 - FH_28_PD-KB - Pitched roof - Rafter roof | -0.033 | 0.95 | MRIW01 - FH_29_PD-IW - Pitched roof - Interior wall | 0 | 0.96 | [93 empty] | 0674gl03 | AGC - iplus Top 1.1 (4:/16/4/16/:4 Ar 90%) | 0.51 | 0.58 | 0642wi03 | Batimet - TA35 SE - SWISSP. Ultimate PU | 0.72 | 0.72 | 0.75 | 0.72 | 0.125 | 0.125 | 0.125 | 0.125 | 0.028 | 0.028 | 0.028 | 0.028 | 0.04 | 0.04 | 0.04 | 0.04 |  | 0650vs03 | ATREA - DUPLEX Easy 400 | 88% | 0% | 0.39 | 54 | 222 | 100 | incl. | yes | / | 72.6 | 54.4 | - | [60 empty] | 112 |  | 1 | #VALUE! | 99999 | 343 | 0343 | 38 | FALSE | TRUE | 0186ed03-Rehau - Entrance door GENEO PHZ, with Güwa filling coating on two wing sides - variant without steel profile in door wing and fire door box | 0 | 180 | 0665 | 674 | 0674 | 45 | FALSE | TRUE | 0522wi03-Fosodeder - Alto Nova / System 25 PASSIV - Fase, Soft or Plano - SWISSP. V | 0 | 133 | 0076 | 642 | 0642 | 91 | FALSE | TRUE | 0660vs03-AERA Flex - Schiedel | 0 | 211 | 0528 | 650 | 0650 | 13 | FALSE | TRUE |  | 1 | #VALUE! | 99999 | 99999 | 99999 |  | TRUE | TRUE |  | 1 | #VALUE! | 99999 | 99999 | 99999 |  | TRUE | TRUE | EW01 - External wall (lightweight construction) | BW01 - Basement wall - heated basement | RO01 - Roof | CC01 - Rafter roof | FS01 - Floor slab PS | BC01 - Basement ceiling | BF01 - Basement slab | FR01 - Roof flat inclined | [12 empty] | 1: FSFE01 - DWPH_01_AW-BP - External wall - Floor slab (foundation); 2: FSIW01 - DWPH_02_IW-BP - Interior wall - Floor slab; 3: BCEW01 - FH_03_AW-KD_unb - External wall - Basement ceiling (unheated basement); 4: FSIW01 - FH_04_IW-BP_SG - Interior wall - Floor slab; 5: FSIW02 - FH_05_IW-BP_PS - Interior wall - Floor slab; 6: BCIW01 - FH_06_IW-KD_unb - Interior wall - Basement ceiling (unheated basement); 7: EWEC01 - FH_10_AW-AW-90 - Exterior corner - External wall; 8: EWIC01 - FH_10_AW-AW-270 - Interior corner - External wall; 9: EWIW01 - FH_12_IW-AW - Interior wall - External wall; 10: EWCE01 - FH_13_DE-AW - Intermediate floor connexion; 11: ROEA01 - FH_21_KN-DA - Eaves; 12: CCEA01 - FH_22_KB-DA - Rafter roof; 13: ROVE01 - FH_23_ORTG - Verge; 14: CCIW01 - FH_24_IW-KB - Interior wall - Rafter roof; 15: ROIW01 - FH_25_IW-DA - Interior wall - inclined roof; 16: MRVE01 - FH_26_PD-TR - Verge - Pitched roof; 17: MRRI01 - FH_27_PD-FR - Ridge - Pitched roof; 18: MRCB01 - FH_28_PD-KB - Pitched roof - Rafter roof; 19: MRIW01 - FH_29_PD-IW - Pitched roof - Interior wall | 0
| 0788ws03 | ECOCOR - ECOCOR Passiv | EW01 - External wall | 0.0423 | 0.1077 | 0 | RO01 - Double pitched roof / Pitched roof | 0.693 | 0.0646 | 0 | FS01 - Floor slab | 0.528 | 0.118 | 0 | [68 empty] | FSEW01 - FS-EW - External wall - Floor slab | -0.057 | 0.93 | EWCE01 - EW-CE - Ceiling | 0.021 | 0.98 | EWPA01 - GPT_03_AW-TW - Partition wall | 0.006 | 0.97 | EWIW01 - GPT_04_AW-IW - Interior wall - External wall | 0.004 | 0.97 | EWCE01 - GPT_05_AW-GD - Intermediate floor | 0.002 | 0.98 | BCEW01 - GPT_06_AW-KD_unb - External wall - Basement ceiling (unheated basement) | 0.007 | 0.33 | EWHB01 - GPT_07_AW-BP01 - External wall - Floor slab (heated basement) | -0.023 | 0.91 | EWHB02 - GPT_07_AW-BP011 - External wall - Floor slab (heated basement) | -0.043 | 0.93 | EWHB03 - GPT_08_AW-BP02 - External wall - Floor slab (heated basement) | -0.052 | 0.93 | FSFE01 - GPT_09_AW-BP03 - External wall - Floor slab (foundation) | 0.008 | 0.33 | BCPA01 - GPT_10_TW-KD_unb - Partition wall - Basement ceiling (unheated basement) | 0.16 | 0.96 | BCIW01 - GPT_11_IW-KD_unb - Interior wall - Basement ceiling (unheated basement) | 0.087 | 0.96 | ROVE01 - GPT_12_DA-OR - Verge | -0.044 | 0.94 | ROEA01 - GPT_13_DA-TR01 - Eaves | -0.027 | 0.95 | ROEA02 - GPT_13_DA-TR02 - Eaves | -0.04 | 0.95 | [105 empty] | 0675gl03 | AGC - iplus Top 1.1T (4:/10/4/10/:4 Kr 90%) | 0.53 | 0.56 | 0029wi03 | Bieber - BI-Passif - Thermix | 0.76 | 0.76 | 0.76 | 0.76 | 0.148 | 0.148 | 0.148 | 0.148 | 0.035 | 0.035 | 0.035 | 0.035 | 0.04 | 0.04 | 0.04 | 0.04 |  | 0661vs03 | ATREA - DUPLEX Easy 300 | 88% | 0% | 0.37 | 45 | 152 | 100 | incl. | yes | / | 72.3 | 49.7 | - | [60 empty] | 113 |  | 1 | #VALUE! | 99999 | 788 | 0788 | 39 | FALSE | TRUE | 0187ed03-Rehau - Entrance door GENEO PHZ, with Güwa filling coating on two wing sides with glazing - variant without steel profile in door wing and fire door box | 0 | 181 | 0666 | 675 | 0675 | 46 | FALSE | TRUE | 0741wi03-geka exklusiv GmbH - geka Therm - SWISSP. Ultimate | 0 | 134 | 0077 | 29 | 0029 | 92 | FALSE | TRUE | 0554vs03-Schiedel - AERA Eqonic Premium | 0 | 212 | 0529 | 661 | 0661 | 14 | FALSE | TRUE |  | 1 | #VALUE! | 99999 | 99999 | 99999 |  | TRUE | TRUE |  | 1 | #VALUE! | 99999 | 99999 | 99999 |  | TRUE | TRUE | EW01 - External wall | RO01 - Double pitched roof / Pitched roof | FS01 - Floor slab | [17 empty] | 1: FSEW01 - FS-EW - External wall - Floor slab; 2: EWCE01 - EW-CE - Ceiling; 3: EWPA01 - GPT_03_AW-TW - Partition wall; 4: EWIW01 - GPT_04_AW-IW - Interior wall - External wall; 5: EWCE01 - GPT_05_AW-GD - Intermediate floor; 6: BCEW01 - GPT_06_AW-KD_unb - External wall - Basement ceiling (unheated basement); 7: EWHB01 - GPT_07_AW-BP01 - External wall - Floor slab (heated basement); 8: EWHB02 - GPT_07_AW-BP011 - External wall - Floor slab (heated basement); 9: EWHB03 - GPT_08_AW-BP02 - External wall - Floor slab (heated basement); 10: FSFE01 - GPT_09_AW-BP03 - External wall - Floor slab (foundation); 11: BCPA01 - GPT_10_TW-KD_unb - Partition wall - Basement ceiling (unheated basement); 12: BCIW01 - GPT_11_IW-KD_unb - Interior wall - Basement ceiling (unheated basement); 13: ROVE01 - GPT_12_DA-OR - Verge; 14: ROEA01 - GPT_13_DA-TR01 - Eaves; 15: ROEA02 - GPT_13_DA-TR02 - Eaves | 0
| 0344ws03 | eder - EDERPLAN XP 50 TRIONIC | EW01 - External wall | 0.54 | 0.15 | 0 | BC01 - Basement ceiling | 0.525 | 0.16 | 0 | BW01 - Basement wall | 0.42 | 0.17 | 0 | FS01 - Floor slab | 0.815 | 0.14 | 0 | TC01 - top floor ceiling | 0.645 | 0.09 | 0 | RO01 - Inclined roof | 0.435 | 0.1 | 0 | FR01 - Flat roof | 0.52 | 0.09 | 0 | [52 empty] | EWEC01 - ED_01_AW-AK - Exterior corner - External wall | -0.089 | 0.9 | EWIC01 - ED_02_AW-IK - Interior corner - External wall | 0.021 | 0.98 | EWPA01 - GPT_03_AW-TW - Interior wall | 0.006 | 0.97 | EWIW01 - GPT_04_AW-IW - Interior wall - External wall | 0.004 | 0.97 | EWCE01 - GPT_05_AW-GD - Intermediate floor connexion | 0.002 | 0.98 | BCEW01 - GPT_06_AW-KD_unb - External wall - Basement ceiling (unheated basement) | 0.007 | 0.33 | EWHB01 - GPT_07_AW-BP01 - External wall - Floor slab (heated basement) | -0.023 | 0.91 | EWHB02 - GPT_07_AW-BP011 - External wall - Floor slab (heated basement) | -0.043 | 0.93 | EWHB03 - GPT_08_AW-BP02 - External wall - Floor slab (heated basement) | -0.052 | 0.93 | FSFE01 - GPT_09_AW-BP03 - External wall - Floor slab (foundation) | 0.008 | 0.33 | BCPA01 - GPT_10_TW-KD_unb - Interior wall - Basement ceiling (unheated basement) | 0.16 | 0.96 | BCIW01 - GPT_11_IW-KD_unb - Interior wall - Basement ceiling (basement unheated) | 0.087 | 0.96 | ROVE01 - GPT_12_DA-OR - Verge | -0.044 | 0.94 | ROEA01 - GPT_13_DA-TR01 - Eaves | -0.027 | 0.95 | ROEA02 - GPT_13_DA-TR02 - Eaves | -0.04 | 0.95 | [105 empty] | 0676gl03 | AGC - iplus Top 1.1T (4:/12/4/12/:4 Kr 90%) | 0.53 | 0.49 | 0550wi02 | BiTri - RUKNA-1 - SuperSp. Tri-Seal | 0.63 | 0.63 | 0.72 | 0.63 | 0.116 | 0.116 | 0.118 | 0.116 | 0.021 | 0.021 | 0.02 | 0.021 | 0.04 | 0.04 | 0.04 | 0.04 |  | 0662vs03 | ATREA - DUPLEX Easy 250 | 85% | 0% | 0.44 | 25 | 126 | 100 | incl. | yes | / | 72.3 | 50.8 | - | [60 empty] | 114 |  | 1 | #VALUE! | 99999 | 344 | 0344 | 40 | FALSE | TRUE | 0189ed03-Rehau - Entrance door GENEO PHZ, with Rodenberg filling on one wing side | 0 | 182 | 0667 | 676 | 0676 | 47 | FALSE | TRUE | 0579wi03-Green Building Store - Ecocontract ULTRA - SWISSP. Ultimate | 0 | 135 | 0078 | 550 | 0550 | 93 | FALSE | TRUE | 0313vs03-Schiedel - AERA Eqonic | 0 | 213 | 0532 | 662 | 0662 | 15 | FALSE | TRUE |  | 1 | #VALUE! | 99999 | 99999 | 99999 |  | TRUE | TRUE |  | 1 | #VALUE! | 99999 | 99999 | 99999 |  | TRUE | TRUE | EW01 - External wall | BC01 - Basement ceiling | BW01 - Basement wall | FS01 - Floor slab | TC01 - top floor ceiling | RO01 - Inclined roof | FR01 - Flat roof | [13 empty] | 1: EWEC01 - ED_01_AW-AK - Exterior corner - External wall; 2: EWIC01 - ED_02_AW-IK - Interior corner - External wall; 3: EWPA01 - GPT_03_AW-TW - Interior wall; 4: EWIW01 - GPT_04_AW-IW - Interior wall - External wall; 5: EWCE01 - GPT_05_AW-GD - Intermediate floor connexion; 6: BCEW01 - GPT_06_AW-KD_unb - External wall - Basement ceiling (unheated basement); 7: EWHB01 - GPT_07_AW-BP01 - External wall - Floor slab (heated basement); 8: EWHB02 - GPT_07_AW-BP011 - External wall - Floor slab (heated basement); 9: EWHB03 - GPT_08_AW-BP02 - External wall - Floor slab (heated basement); 10: FSFE01 - GPT_09_AW-BP03 - External wall - Floor slab (foundation); 11: BCPA01 - GPT_10_TW-KD_unb - Interior wall - Basement ceiling (unheated basement); 12: BCIW01 - GPT_11_IW-KD_unb - Interior wall - Basement ceiling (basement unheated); 13: ROVE01 - GPT_12_DA-OR - Verge; 14: ROEA01 - GPT_13_DA-TR01 - Eaves; 15: ROEA02 - GPT_13_DA-TR02 - Eaves | 0
| 0345ws03 | fingerhaus - FINGERHAUS PASSIVHAUS-BAUSYSTEM | EW01 - External wall | 0.415 | 0.102 | 0 | FS01 - Floor slab (PS) | 0.55 | 0.141 | 0 | FS02 - Floor slab (SG) | 0.65 | 0.23 | 0 | BC01 - Basement ceiling | 0.46 | 0.138 | 0 | RO01 - Roof | 0.333 | 0.13 | 0 | CC01 - Rafter roof | 0.355 | 0.128 | 0 | [56 empty] | FSFE01 - FH_01_AW-BP_SG - External wall - Floor slab (foundation) | -0.032 | 0.96 | FSFE02 - FH_02_AW-BP_PS - External wall - Floor slab (foundation) | [146 empty] | 0677gl03 | AGC - iplus Top 1.1T (4:/14/4/14/:4 Ar 90%) | 0.53 | 0.64 | 0696wi03 | BiTri - RUKNA-M - SWISSP. Ultimate | 0.69 | 0.69 | 0.79 | 0.69 | 0.111 | 0.111 | 0.106 | 0.111 | 0.022 | 0.022 | 0.022 | 0.022 | 0.04 | 0.04 | 0.04 | 0.04 |  | 0516vs03 | ATREA - DUPLEX370EC4 | 82% | 0% | 0.43 | 62 | 302 | 100 | incl. | yes | / | 77 | 54 | - | [60 empty] | 115 |  | 1 | #VALUE! | 99999 | 345 | 0345 | 41 | FALSE | TRUE | 0190ed03-Rehau - Entrance door GENEO PHZ, with Rodenberg filling on one wing side with glazing | 0 | 183 | 0668 | 677 | 0677 | 48 | FALSE | TRUE | 0042wi03-Gutmann - MIRA therm 08 - PH 78 - Thermix | 0 | 136 | 0079 | 696 | 0696 | 94 | FALSE | TRUE | 0314vs03-Schmeißer - TSL 150 G / DC | 0 | 214 | 0532 | 516 | 0516 | 16 | FALSE | TRUE |  | 1 | #VALUE! | 99999 | 99999 | 99999 |  | TRUE | TRUE |  | 1 | #VALUE! | 99999 | 99999 | 99999 |  | TRUE | TRUE | EW01 - External wall | FS01 - Floor slab (PS) | FS02 - Floor slab (SG) | BC01 - Basement ceiling | RO01 - Roof | CC01 - Rafter roof | [14 empty] | 1: FSFE01 - FH_01_AW-BP_SG - External wall - Floor slab (foundation); 2: FSFE02 - FH_02_AW-BP_PS - External wall - Floor slab (foundation) | 0
| 0349ws03 | gisoton - GISOPLAN-THERM 375/225 | EW01 - Gisoplan-Therm 375/225 | 0.4 | 0.128 | 0 | FS01 - Floor slab (insulation - Floor slab) | 0.575 | 0.13154 | 0 | FS02 - Floor slab (insulation under floor slab) | 0.605 | 0.11389 | 0 | FS03 - Floor slab (insulation - and under floor slab) | 0.565 | 0.14518 | 0 | BC01 - Basement ceiling | 0.525 | 0.12926 | 0 | BC02 - Underground garage ceiling | 0.575 | 0.12356 | 0 | RO01 - Lightweight roof | 0.343 | 0.12784 | 0 | RO02 - Massive roof | 0.51 | 0.11267 | 0 | [48 empty] | EWEC01 - GPT_01_AW-AK - Exterior corner - External wall | -0.054 | 0.92 | EWIC01 - GPT_02_AW-IK - Interior corner - External wall | 0.01 | 0.96 | BCEW01 - HB_10_AW-KD_UNB - External wall - Basement ceiling (unheated basement) | -0.051 | 0.93 | EWEC01 - HB_03_AK-AW - Exterior corner - External wall | -0.078 | 0.91 | EWIC01 - HB_04_IK-AW - Interior corner - External wall | 0.041 | 0.96 | EWCE01 - HB_05.1_AW-GD_HBD - Intermediate floor connexion | 0.031 | 0.95 | EWCE02 - HB_05.2_AW-GD_EHD - Intermediate floor connexion | 0.036 | 0.94 | EWIW01 - HB_07_AW-IW - Interior wall - External wall | 0.002 | 0.96 | ROVE01 - HB_01_AW-DA_OR - Verge | -0.065 | 0.9 | ROEA01 - HB_02_AW-DA_TR - Eaves | -0.017 | 0.93 | FRRP01 - HB_06_AW-FD_ATT - Parapet | -0.027 | 0.91 | [117 empty] | 0678gl03 | AGC - iplus Top 1.1T (4:/15/4/15/:4 Ar 90%) | 0.53 | 0.61 | 0643wi03 | Bos - Premium Kassette - SWISSP. V | 0.71 | 0.71 | 0.7 | 0.71 | 0.127 | 0.127 | 0.127 | 0.127 | 0.027 | 0.027 | 0.027 | 0.027 | 0.04 | 0.04 | 0.04 | 0.04 |  | 0109vs03 | Bauinfocenter - WRG 400 | 82% | 0% | 0.4 | 100 | 170 | 100 | incl. | yes | / | 65.3 | 56.6 | - | [60 empty] | 116 |  | 1 | #VALUE! | 99999 | 349 | 0349 | 42 | FALSE | TRUE | 0191ed03-Rehau - Entrance door GENEO PHZ, with Rodenberg filling on one wing side - variant without steel profile in door wing and fire door box | 0 | 184 | 0669 | 678 | 0678 | 49 | FALSE | TRUE | 0600wi03-Hebei Orient Sundar - Passive 130 - Thermix N | 0 | 137 | 0080 | 643 | 0643 | 95 | FALSE | TRUE | 0486vs03-SLT - HRflat 600 / KWin | 0 | 215 | 0537 | 109 | 0109 | 17 | FALSE | TRUE |  | 1 | #VALUE! | 99999 | 99999 | 99999 |  | TRUE | TRUE |  | 1 | #VALUE! | 99999 | 99999 | 99999 |  | TRUE | TRUE | EW01 - Gisoplan-Therm 375/225 | FS01 - Floor slab (insulation - Floor slab) | FS02 - Floor slab (insulation under floor slab) | FS03 - Floor slab (insulation - and under floor slab) | BC01 - Basement ceiling | BC02 - Underground garage ceiling | RO01 - Lightweight roof | RO02 - Massive roof | [12 empty] | 1: EWEC01 - GPT_01_AW-AK - Exterior corner - External wall; 2: EWIC01 - GPT_02_AW-IK - Interior corner - External wall; 3: BCEW01 - HB_10_AW-KD_UNB - External wall - Basement ceiling (unheated basement); 4: EWEC01 - HB_03_AK-AW - Exterior corner - External wall; 5: EWIC01 - HB_04_IK-AW - Interior corner - External wall; 6: EWCE01 - HB_05.1_AW-GD_HBD - Intermediate floor connexion; 7: EWCE02 - HB_05.2_AW-GD_EHD - Intermediate floor connexion; 8: EWIW01 - HB_07_AW-IW - Interior wall - External wall; 9: ROVE01 - HB_01_AW-DA_OR - Verge; 10: ROEA01 - HB_02_AW-DA_TR - Eaves; 11: FRRP01 - HB_06_AW-FD_ATT - Parapet | 0
| 0543ws03 | hoerl-hartmann - Unipor W07 CORISO | EW01 - External wall | 0.53 | 0.137 | 0 | EW02 - External wall with render insulation | 0.555 | 0.126 | 0 | BW01 - Basement wall - Ground / brick | 0.505 | 0.14 | 0 | BW02 - Basement wall - Ground / concrete | 0.465 | 0.167 | 0 | RO01 - Inclined roof | 0.465 | 0.097 | 0 | FS01 - Floor slab ground floor | 0.57 | 0.090558 | 0 | BF01 - Floor slab KG | 0.545 | 0.13887 | 0 | BC01 - Basement ceiling | 0.503 | 0.10336 | 0 | BW03 - Basement wall brick | 0.38 | 0.33686 | 0 | BW04 - Basement wall concrete | 0.48 | 0.2961 | 0 | RO02 - Lightweight roof | 0.343 | 0.12784 | 0 | RO03 - Massive roof | 0.51 | 0.11267 | 0 | TC01 - Intermediate ceiling | 0.295 | 0.68241 | 0 | IW01 - partition wall 240 | 0.24 | 1.1677 | 0 | IW02 - inner wall 115 | 0.115 | 1.4077 | 0 | EW05 - Window lintel | 0.4 | 0.15807 | 0 | EW02 - Perimeter wall | 0.39 | 0.16238 | 0 | EW03 - Thermo Schall 375/170 with perimeter insulation | 0.48 | 0.085651 | 0 | EW04 - Thermo Schall 375/170 without perimeter insulation | 0.38 | 0.10899 | 0 |  |  |  |  | FSEW01 - AW-BP - External wall - Floor slab | -0.061 | 0.9 | FSFE01 - AW-BP-Fu - External wall - Floor slab (foundation) | -0.057 | 0.924 | MREA01 - MA02-2 - Pitched roof - Eaves | -0.036 | 0.922 | ROVE01 - MA03 - Double pitched roof - Verge | -0.057 | 0.924 | ROEA01 - MA04 - Double pitched roof - Eaves | -0.007 | 0.934 | EWEC01 - MA05 - External wall Exterior corner | -0.047 | 0.902 | EWIC01 - MA06 - External wall -Interior corner | 0.028 | 0.957 | EWIW01 - MA07 - External wall - Interior wall | 0.006 | 0.962 | EWCE01 - MA08 - External wall - Intermediate ceiling | -0.026 | 0.813 | FSEW01 - MA09 - External wall - Floor slab | -0.031 | 0.92 | FSIW01 - MA10 - Interior wall Floor slab | -0.054 | 0.926 | EWHB01 - MA11 - External wall - Basement ceiling (heated) | -0.04 | 0.81 | BCEW01 - MA12 - External wall - Basement ceiling (unheated) | 0.013 | 0.96 | BCIW01 - MA13 - Interior wall Basement ceiling | 0.003 | 0.941 | [108 empty] | 0679gl03 | AGC - iplus Top 1.1T (4:/16/4/16/:4 Ar 90%) | 0.53 | 0.58 | 0645wi03 | Bos - Kassette - SWISSP. V | 0.74 | 0.74 | 0.74 | 0.74 | 0.127 | 0.127 | 0.133 | 0.127 | 0.03 | 0.03 | 0.028 | 0.03 | 0.04 | 0.04 | 0.04 | 0.04 |  | 0261vs03 | Benzing - WRGZ 300 | 85% | 0% | 0.34 | 97 | 191 | 100 | incl. | yes | / | 49.7 | 34.1 | - | [60 empty] | 117 |  | 1 | #VALUE! | 99999 | 543 | 0543 | 43 | FALSE | TRUE | 0192ed03-Rehau - Entrance door GENEO PHZ, with Rodenberg filling on one wing side with glazing - variant without steel profile in door wing and fire door box | 0 | 185 | 0670 | 679 | 0679 | 50 | FALSE | TRUE | 0639wi03-Hebei Orient Sundar - Passive D125 - SWISSP. Ultimate | 0 | 138 | 0081 | 645 | 0645 | 96 | FALSE | TRUE | 0776vs03-Stiebel Eltron - LWZ 170 E plus | 0 | 216 | 0540 | 261 | 0261 | 18 | FALSE | TRUE |  | 1 | #VALUE! | 99999 | 99999 | 99999 |  | TRUE | TRUE |  | 1 | #VALUE! | 99999 | 99999 | 99999 |  | TRUE | TRUE | EW01 - External wall | EW02 - External wall with render insulation | BW01 - Basement wall - Ground / brick | BW02 - Basement wall - Ground / concrete | RO01 - Inclined roof | FS01 - Floor slab ground floor | BF01 - Floor slab KG | BC01 - Basement ceiling | BW03 - Basement wall brick | BW04 - Basement wall concrete | RO02 - Lightweight roof | RO03 - Massive roof | TC01 - Intermediate ceiling | IW01 - partition wall 240 | IW02 - inner wall 115 | EW05 - Window lintel | EW02 - Perimeter wall | EW03 - Thermo Schall 375/170 with perimeter insulation | EW04 - Thermo Schall 375/170 without perimeter insulation |  | 1: FSEW01 - AW-BP - External wall - Floor slab; 2: FSFE01 - AW-BP-Fu - External wall - Floor slab (foundation); 3: MREA01 - MA02-2 - Pitched roof - Eaves; 4: ROVE01 - MA03 - Double pitched roof - Verge; 5: ROEA01 - MA04 - Double pitched roof - Eaves; 6: EWEC01 - MA05 - External wall Exterior corner; 7: EWIC01 - MA06 - External wall -Interior corner; 8: EWIW01 - MA07 - External wall - Interior wall; 9: EWCE01 - MA08 - External wall - Intermediate ceiling; 10: FSEW01 - MA09 - External wall - Floor slab; 11: FSIW01 - MA10 - Interior wall Floor slab; 12: EWHB01 - MA11 - External wall - Basement ceiling (heated); 13: BCEW01 - MA12 - External wall - Basement ceiling (unheated); 14: BCIW01 - MA13 - Interior wall Basement ceiling | 0
| 0352ws03 | hotblok - HOTBLOK Bausystem für Passivhäuser | EW01 - External wall | 0.44 | 0.13607 | 0 | FR01 - Flat roof | 0.67 | 0.10959 | 0 | RO01 - Roof | 0.413 | 0.11013 | 0 | BC01 - Basement ceiling | 0.52 | 0.14861 | 0 | BW01 - Basement wall | 0.45 | 0.18655 | 0 | FS01 - Floor slab | 0.42 | 0.15069 | 0 | [56 empty] | EWHB01 - HB_08_AW-KD_BEH - External wall - Basement ceiling (heated basement) | 0.006 | 0.96 | BCIW01 - HB_09_IW-KD_UNB - Interior wall - Basement ceiling (unheated basement) | [146 empty] | 0409gl03 | Guardian - ClimaGuard nrG (4:/18/4/18/:4 Ar 90%) | 0.62 | 0.64 | 0649wi03 | Bos - Biobased Kassette - SWISSP. V | 0.76 | 0.76 | 0.75 | 0.76 | 0.127 | 0.127 | 0.127 | 0.127 | 0.027 | 0.027 | 0.027 | 0.027 | 0.04 | 0.04 | 0.04 | 0.04 |  | 0262vs03 | Benzing - WRGZ 400 | 84% | 0% | 0.36 | 103 | 299 | 100 | incl. | yes | / | 59.5 | 42.4 | - | [60 empty] | 118 |  | 1 | #VALUE! | 99999 | 352 | 0352 | 44 | FALSE | TRUE | 0193ed03-Rehau - Entrance door GENEO PHZ, with Rodenberg filling coating on two wing sides | 0 | 186 | 0671 | 409 | 0409 | 51 | FALSE | TRUE | 0629wi03-HER-WIN - Hermine 66 - SWISSP. Ultimate | 0 | 139 | 0084 | 649 | 0649 | 97 | FALSE | TRUE | 0315vs03-Stiebel Eltron - LWZ 270, LWZ 270 plus | 0 | 217 | 0552 | 262 | 0262 | 19 | FALSE | TRUE |  | 1 | #VALUE! | 99999 | 99999 | 99999 |  | TRUE | TRUE |  | 1 | #VALUE! | 99999 | 99999 | 99999 |  | TRUE | TRUE | EW01 - External wall | FR01 - Flat roof | RO01 - Roof | BC01 - Basement ceiling | BW01 - Basement wall | FS01 - Floor slab | [14 empty] | 1: EWHB01 - HB_08_AW-KD_BEH - External wall - Basement ceiling (heated basement); 2: BCIW01 - HB_09_IW-KD_UNB - Interior wall - Basement ceiling (unheated basement) | 0
| 0353ws03 | isorast - Isorast-Schalungssystem | EW01 - External wall | 0.46 | 0.114 | 0 | EW02 - External wall | 0.397 | 0.143 | 0 | RO01 - Roof | 0.431 | 0.11 | 0 | RO02 - Roof | 0.411 | 0.112 | 0 | FS01 - Floor slab | 0.438 | 0.167 | 0 | FS02 - Floor slab | 0.23 | 0.223 | 0 | FS03 - Floor slab | 0.95 | 0.207 | 0 | BC01 - Basement ceiling | 0.411 | 0.152 | 0 | BW01 - Basement wall | 0.397 | 0.143 | 0 | BW02 - Basement wall | 0.46 | 0.114 | 0 | [40 empty] | FSFE01 - Fall 2 - External wall - Floor slab (foundation) | -0.033 | 0.95 | FSFE02 - Fall 2a - External wall - Floor slab (foundation) | -0.01 | 0.93 | BCEW02 - ISOV_2b_HR-HLF - External wall - Basement ceiling (unheated basement) | 0.019 | 0.92 | EWHB01 - ISOV_2c_HR-HLF - External wall - Basement ceiling (heated basement) | 0.004 | 0.94 | EWCE01 - ISOV_3a_HR-HLF - Intermediate floor connexion | 0.004 | 0.95 | EWEO01 - ISOV_3c_HR-HLF_a - Overhanging ceiling (Exterior corner) | -0.052 | 0.91 | EWIO01 - ISOV_3c_HR-HLF_i - Overhanging ceiling (Interior corner) | 0.023 | 0.97 | EWEC01 - ISOV_3d_HR-HLF - Exterior corner - External wall | -0.064 | 0.92 | EWIC01 - ISOV_3e_HR-HLF - Interior corner - External wall | 0.021 | 0.97 | EWIW01 - ISOV_3f_HR-HLF - Interior wall - External wall | 0.001 | 0.96 | ROEA01 - ISOV_4a_HR-HLF - Eaves | -0.021 | 0.94 | ROVE01 - ISOV_4b_HR-HLF - Verge | -0.05 | 0.91 | ROFI01 - ISOV_4c_HR-HLF - Ridge | -0.039 | 0.93 | ROEA02 - ISOV_5a_HR-HLF - Eaves | -0.024 | 0.93 | ROVE02 - ISOV_5b_HR-HLF - Verge | -0.05 | 0.91 | ROEA03 - ISOV_5c_HR-HLF - Eaves | -0.026 | 0.93 | ROVE03 - ISOV_5d_HR-HLF - Verge | -0.032 | 0.92 | ROEA04 - ISOV_6a_HR-HLF - Eaves | -0.019 | 0.95 | ROVE04 - ISOV_6b_HR-HLF - Verge | -0.05 | 0.91 | ROFI04 - ISOV_6c_HR-HLF - Ridge | -0.035 | 0.94 | ROEA05 - ISOV_7a_HR-HLF - Eaves | -0.017 | 0.94 | ROVE05 - ISOV_7b_HR-HLF - Verge | -0.052 | 0.9 | ROFI05 - ISOV_7c_HR-HLF - Ridge | -0.042 | 0.91 | ROEA06 - ISOV_8a_HR-HLF - Eaves | -0.061 | 0.91 | FRRP01 - ISOV_8b_HR-HLF - Flat roof | -0.05 | 0.91 | ROEA07 - ISOV_9a_HR-HLF - Eaves | -0.056 | 0.91 | FRRP02 - ISOV_9b_HR-HLF - Flat roof | -0.051 | 0.91 | ROEA08 - ISOV_10a_HR-HLF - Eaves | -0.058 | 0.91 | FRRP03 - ISOV_10b_HR-HLF - Flat roof | -0.048 | 0.9 | ROPA01 - ISOV_11b_HR-HLF - Roof | 0.007 | 0.94 | BCPA01 - ISOV_11c_HR-HLF - Basement ceiling | 0.067 | 0.97 | BCPA02 - ISOV_11d_HR-HLF - Basement ceiling | 0.091 | 0.97 | FSPA01 - ISOV_11e_HR-HLF - Floor slab | 0 | 0.98 | [51 empty] | 0410gl03 | Guardian - ClimaGuard nrG (4:/16/4/16/:4 Ar 90%) | 0.62 | 0.69 | 0031wi03 | Bruckner - BRUCKNER HOLZ-ALU-PASSIV - SWISSP. V | 0.79 | 0.79 | 0.79 | 0.79 | 0.125 | 0.125 | 0.125 | 0.125 | 0.029 | 0.029 | 0.029 | 0.029 | 0.04 | 0.04 | 0.04 | 0.04 |  | 0641vs03 | bluMartin - freeAir100 | 87% | 0% | 0.26 | 20 | 50 | 50 | incl. | yes | fulfilled | - | - | - | [60 empty] | 119 |  | 1 | #VALUE! | 99999 | 353 | 0353 | 45 | FALSE | TRUE | 0194ed03-Rehau - Entrance door GENEO PHZ, with Rodenberg filling coating on two wing sides with glazing | 0 | 187 | 0672 | 410 | 0410 | 52 | FALSE | TRUE | 0036wi03-Hilzinger FBS - VADB-Plus 550+ - TPS | 0 | 140 | 0085 | 31 | 0031 | 98 | FALSE | TRUE | 0316vs03-Stiebel Eltron - LWZ 100, LWZ 100 plus | 0 | 218 | 0553 | 641 | 0641 | 20 | FALSE | TRUE |  | 1 | #VALUE! | 99999 | 99999 | 99999 |  | TRUE | TRUE |  | 1 | #VALUE! | 99999 | 99999 | 99999 |  | TRUE | TRUE | EW01 - External wall | EW02 - External wall | RO01 - Roof | RO02 - Roof | FS01 - Floor slab | FS02 - Floor slab | FS03 - Floor slab | BC01 - Basement ceiling | BW01 - Basement wall | BW02 - Basement wall | [10 empty] | FSFE01 - Fall 2 - External wall - Floor slab (foundation) | FSFE02 - Fall 2a - External wall - Floor slab (foundation) | BCEW02 - ISOV_2b_HR-HLF - External wall - Basement ceiling (unheated basement) | EWHB01 - ISOV_2c_HR-HLF - External wall - Basement ceiling (heated basement) | EWCE01 - ISOV_3a_HR-HLF - Intermediate floor connexion | EWEO01 - ISOV_3c_HR-HLF_a - Overhanging ceiling (Exterior corner) | EWIO01 - ISOV_3c_HR-HLF_i - Overhanging ceiling (Interior corner) | EWEC01 - ISOV_3d_HR-HLF - Exterior corner - External wall | EWIC01 - ISOV_3e_HR-HLF - Interior corner - External wall | EWIW01 - ISOV_3f_HR-HLF - Interior wall - External wall | ROEA01 - ISOV_4a_HR-HLF - Eaves | ROVE01 - ISOV_4b_HR-HLF - Verge | ROFI01 - ISOV_4c_HR-HLF - Ridge | ROEA02 - ISOV_5a_HR-HLF - Eaves | ROVE02 - ISOV_5b_HR-HLF - Verge | ROEA03 - ISOV_5c_HR-HLF - Eaves | ROVE03 - ISOV_5d_HR-HLF - Verge | ROEA04 - ISOV_6a_HR-HLF - Eaves | ROVE04 - ISOV_6b_HR-HLF - Verge | ROFI04 - ISOV_6c_HR-HLF - Ridge | ROEA05 - ISOV_7a_HR-HLF - Eaves | ROVE05 - ISOV_7b_HR-HLF - Verge | ROFI05 - ISOV_7c_HR-HLF - Ridge | ROEA06 - ISOV_8a_HR-HLF - Eaves | FRRP01 - ISOV_8b_HR-HLF - Flat roof | ROEA07 - ISOV_9a_HR-HLF - Eaves | FRRP02 - ISOV_9b_HR-HLF - Flat roof | ROEA08 - ISOV_10a_HR-HLF - Eaves | FRRP03 - ISOV_10b_HR-HLF - Flat roof | ROPA01 - ISOV_11b_HR-HLF - Roof | BCPA01 - ISOV_11c_HR-HLF - Basement ceiling | BCPA02 - ISOV_11d_HR-HLF - Basement ceiling | FSPA01 - ISOV_11e_HR-HLF - Floor slab | [17 empty] | 0
| 0355ws03 | isover-hb-hlf - ISOVER Holzbausystem für Passivhäuser (mit hinterlüfteter Fassade) | EW01 - External wall timber beam framing | 0.395 | 0.11491 | 0 | MR01 - Pitched roof with I-beams | 0.345 | 0.1099 | 0 | MR02 - Pitched roof with wooden beams | 0.369 | 0.11627 | 0 | RO01 - Double pitched roof with insulation between rafters | 0.349 | 0.12643 | 0 | RO02 - Double pitched roof with insulation on rafters | 0.378 | 0.10494 | 0 | RO03 - Double pitched roof with insulation between and on rafters | 0.335 | 0.11833 | 0 | FR01 - Warm roof with gravel | 0.4 | 0.10585 | 0 | FR02 - Warm roof with Flat roof- EPS insulation panels | 0.368 | 0.10427 | 0 | FR03 - Inverted roof | 0.368 | 0.11546 | 0 | FS01 - Floor slab | 0.72 | 0.10079 | 0 | BC01 - Basement ceiling | 0.4 | 0.15935 | 0 | BW01 - Basement wall | 0.385 | 0.19643 | 0 | TC01 - Intermediate ceiling - Overhang | 0.446 | 0.10225 | 0 | [28 empty] | FSFE01 - ISOV_1a_HR-HLF - External wall - Floor slab (foundation) | -0.058 | 0.92 | BCEW01 - ISOV_2a_HR-HLF - External wall - Basement ceiling (unheated basement) | 0.042 | 0.87 | EWHB01 - ISOV_2b_MB-HLF - External wall - Basement ceiling (heated basement) | 0.006 | 0.94 | EWCE01 - ISOV_3a_MB-HLF - Intermediate floor connexion | 0.001 | 0.97 | EWEO01 - ISOV_3c_MB-HLF_a - Overhanging ceiling (Exterior corner) | -0.045 | 0.9 | EWIO01 - ISOV_3c_MB-HLF_i - Overhanging ceiling (Interior corner) | 0.037 | 0.97 | EWEC01 - ISOV_3d_MB-HLF - Exterior corner - External wall | -0.057 | 0.94 | EWIC01 - ISOV_3e_MB-HLF - Interior corner - External wall | 0.02 | 0.97 | EWIW01 - ISOV_3f_MB-HLF - Interior wall - External wall | 0 | 0.97 | ROEA01 - ISOV_4a_MB-HLF - Eaves | -0.023 | 0.95 | ROVE01 - ISOV_4b_MB-HLF - Verge | -0.034 | 0.92 | ROFI01 - ISOV_4c_MB-HLF - Ridge | -0.045 | 0.95 | ROEA02 - ISOV_5a_MB-HLF - Eaves | -0.031 | 0.95 | ROVE02 - ISOV_5b_MB-HLF - Verge | -0.036 | 0.93 | ROEA03 - ISOV_5c_MB-HLF - Eaves | -0.033 | 0.95 | ROVE03 - ISOV_5d_MB-HLF - Verge | -0.034 | 0.93 | ROEA04 - ISOV_6a_MB-HLF - Eaves | -0.027 | 0.96 | ROVE04 - ISOV_6b_MB-HLF - Verge | -0.046 | 0.94 | ROFI04 - ISOV_6c_MB-HLF - Ridge | -0.035 | 0.94 | ROEA05 - ISOV_7a_MB-HLF - Eaves | -0.022 | 0.95 | ROVE05 - ISOV_7b_MB-HLF - Verge | -0.017 | 0.9 | ROFI05 - ISOV_7c_MB-HLF - Ridge | -0.029 | 0.93 | ROEA06 - ISOV_8_MB-HLF - Eaves | -0.063 | 0.91 | ROEA07 - ISOV_9_MB-HLF - Eaves | -0.056 | 0.95 | ROEA08 - ISOV_10_MB-HLF - Eaves | -0.058 | 0.94 | ROPA01 - ISOV_11b_MB-HLF - Roof | 0.015 | 0.96 | ROPA02 - ISOV_11c_MB-HLF - Roof | 0.078 | 0.97 | ROPA03 - ISOV_11d_MB-HLF - Roof | 0.002 | 0.98 | ROPA04 - ISOV_11e_MB-HLF - Roof | 0.02 | 0.96 | BCPA01 - ISOV_11f_MB-HLF - Basement ceiling | 0.199 | 0.91 | FSPA01 - ISOV_11h_MB-HLF - Floor slab | 0.011 | 0.97 | FSPA02 - ISOV_11i_MB-HLF - Floor slab | 0.096 | 0.95 | [54 empty] | 0411gl03 | Guardian - ClimaGuard nrG (4:/14/4/14/:4 Ar 90%) | 0.62 | 0.75 | 0635wi03 | Buck - VÖRDE-Passivhausfenster - TGI PU | 0.72 | 0.72 | 0.7 | 0.72 | 0.126 | 0.126 | 0.122 | 0.126 | 0.031 | 0.031 | 0.03 | 0.031 | 0.04 | 0.04 | 0.04 | 0.04 |  | 0581vs03 | Brink - renovent-sky150 | 84% | 0% | 0.44 | 71 | 100 | 100 | incl. | yes | / | 63 | 27 | - | [60 empty] | 120 |  | 1 | #VALUE! | 99999 | 355 | 0355 | 46 | FALSE | TRUE | 0195ed03-Rehau - Entrance door GENEO PHZ, with Rodenberg filling coating on two wing sides - variant without steel profile in door wing and fire door box | 0 | 188 | 0673 | 411 | 0411 | 53 | FALSE | TRUE | 0037wi03-Hilzinger FBS - VADB-Plus 550 - TPS | 0 | 141 | 0086 | 635 | 0635 | 99 | FALSE | TRUE | 0537vs03-Swegon - Casa W80 B | 0 | 219 | 0553 | 581 | 0581 | 21 | FALSE | TRUE |  | 1 | #VALUE! | 99999 | 99999 | 99999 |  | TRUE | TRUE |  | 1 | #VALUE! | 99999 | 99999 | 99999 |  | TRUE | TRUE | EW01 - External wall timber beam framing | MR01 - Pitched roof with I-beams | MR02 - Pitched roof with wooden beams | RO01 - Double pitched roof with insulation between rafters | RO02 - Double pitched roof with insulation on rafters | RO03 - Double pitched roof with insulation between and on rafters | FR01 - Warm roof with gravel | FR02 - Warm roof with Flat roof- EPS insulation panels | FR03 - Inverted roof | FS01 - Floor slab | BC01 - Basement ceiling | BW01 - Basement wall | TC01 - Intermediate ceiling - Overhang | [7 empty] | FSFE01 - ISOV_1a_HR-HLF - External wall - Floor slab (foundation) | BCEW01 - ISOV_2a_HR-HLF - External wall - Basement ceiling (unheated basement) | EWHB01 - ISOV_2b_MB-HLF - External wall - Basement ceiling (heated basement) | EWCE01 - ISOV_3a_MB-HLF - Intermediate floor connexion | EWEO01 - ISOV_3c_MB-HLF_a - Overhanging ceiling (Exterior corner) | EWIO01 - ISOV_3c_MB-HLF_i - Overhanging ceiling (Interior corner) | EWEC01 - ISOV_3d_MB-HLF - Exterior corner - External wall | EWIC01 - ISOV_3e_MB-HLF - Interior corner - External wall | EWIW01 - ISOV_3f_MB-HLF - Interior wall - External wall | ROEA01 - ISOV_4a_MB-HLF - Eaves | ROVE01 - ISOV_4b_MB-HLF - Verge | ROFI01 - ISOV_4c_MB-HLF - Ridge | ROEA02 - ISOV_5a_MB-HLF - Eaves | ROVE02 - ISOV_5b_MB-HLF - Verge | ROEA03 - ISOV_5c_MB-HLF - Eaves | ROVE03 - ISOV_5d_MB-HLF - Verge | ROEA04 - ISOV_6a_MB-HLF - Eaves | ROVE04 - ISOV_6b_MB-HLF - Verge | ROFI04 - ISOV_6c_MB-HLF - Ridge | ROEA05 - ISOV_7a_MB-HLF - Eaves | ROVE05 - ISOV_7b_MB-HLF - Verge | ROFI05 - ISOV_7c_MB-HLF - Ridge | ROEA06 - ISOV_8_MB-HLF - Eaves | ROEA07 - ISOV_9_MB-HLF - Eaves | ROEA08 - ISOV_10_MB-HLF - Eaves | ROPA01 - ISOV_11b_MB-HLF - Roof | ROPA02 - ISOV_11c_MB-HLF - Roof | ROPA03 - ISOV_11d_MB-HLF - Roof | ROPA04 - ISOV_11e_MB-HLF - Roof | BCPA01 - ISOV_11f_MB-HLF - Basement ceiling | FSPA01 - ISOV_11h_MB-HLF - Floor slab | FSPA02 - ISOV_11i_MB-HLF - Floor slab | [18 empty] | 0
| 0356ws03 | isover-hb-wdvs - ISOVER Holzbausystem für Passivhäuser (mit Wärmedämmverbundsystem) | EW01 - External wall wooden beam construction | 0.387 | 0.11483 | 0 | MR01 - Pitched roof with I-beams | 0.369 | 0.1099 | 0 | MR02 - Pitched roof with wooden beams | 0.369 | 0.11627 | 0 | RO01 - Double pitched roof with insulation between rafters | 0.349 | 0.12643 | 0 | RO02 - Double pitched roof with insulation on rafters | 0.378 | 0.10494 | 0 | RO03 - Double pitched roof with insulation between and on rafters | 0.335 | 0.11833 | 0 | FR01 - Warm roof with gravel | 0.4 | 0.10585 | 0 | FR02 - Warm roof with Flat roof- EPS insulation panels | 0.368 | 0.10427 | 0 | FR03 - Inverted roof | 0.368 | 0.11546 | 0 | FS01 - Floor slab | 0.72 | 0.10079 | 0 | BC01 - Basement ceiling | 0.4 | 0.15935 | 0 | BW01 - Basement wall | 0.385 | 0.19643 | 0 | TC01 - Intermediate ceiling | 1.446 | 0.093943 | 0 | [28 empty] | FSFE01 - ISOV_1a_HR-WDVS - External wall - Floor slab (foundation) | -0.066 | 0.93 | BCEW01 - ISOV_2a_HR-WDVS - External wall - Basement ceiling (unheated basement) | 0.031 | 0.89 | EWHB01 - ISOV_2b_MB-WDVS - External wall - Basement ceiling (heated basement) | -0.003 | 0.96 | EWCE01 - ISOV_3a_MB-WDVS - Intermediate floor connexion | -0.009 | 0.97 | EWEO01 - ISOV_3c_MB-WDVS_a - Overhanging ceiling (Exterior corner) | -0.059 | 0.91 | EWIO01 - ISOV_3c_MB-WDVS_i - Overhanging ceiling (Interior corner) | 0.027 | 0.97 | EWEC01 - ISOV_3d_MB-WDVS - Exterior corner - External wall | -0.074 | 0.93 | EWIC01 - ISOV_3e_MB-WDVS - Interior corner - External wall | 0.012 | 0.97 | EWIW01 - ISOV_3f_MB-WDVS - Interior wall - External wall | -0.011 | 0.97 | ROEA01 - ISOV_4a_MB-WDVS - Eaves | -0.029 | 0.95 | ROVE01 - ISOV_4b_MB-WDVS - Verge | -0.034 | 0.91 | ROFI01 - ISOV_4c_MB-WDVS - Ridge | -0.045 | 0.95 | ROEA02 - ISOV_5a_MB-WDVS - Eaves | -0.039 | 0.94 | ROVE02 - ISOV_5b_MB-WDVS - Verge | -0.036 | 0.92 | ROEA03 - ISOV_5c_MB-WDVS - Eaves | -0.04 | 0.94 | ROVE03 - ISOV_5d_MB-WDVS - Verge | -0.033 | 0.91 | ROEA04 - ISOV_6a_MB-WDVS - Eaves | -0.028 | 0.95 | ROVE04 - ISOV_6b_MB-WDVS - Verge | -0.047 | 0.93 | ROFI04 - ISOV_6c_MB-WDVS - Ridge | -0.035 | 0.94 | ROEA05 - ISOV_7a_MB-WDVS - Eaves | -0.028 | 0.95 | ROVE05 - ISOV_7b_MB-WDVS - Verge | -0.033 | 0.91 | ROFI05 - ISOV_7c_MB-WDVS - Ridge | -0.029 | 0.93 | ROEA06 - ISOV_8_MB-WDVS - Eaves | -0.062 | 0.94 | ROEA07 - ISOV_9_MB-WDVS - Eaves | -0.052 | 0.94 | ROEA08 - ISOV_10_MB-WDVS - Eaves | -0.057 | 0.94 | ROPA01 - ISOV_11b_MB-WDVS - Roof | 0.011 | 0.96 | ROPA02 - ISOV_11c_MB-WDVS - Roof | 0.077 | 0.96 | ROPA03 - ISOV_11d_MB-WDVS - Roof | 0.001 | 0.96 | ROPA04 - ISOV_11e_MB-WDVS - Roof | 0.01 | 0.96 | BCPA01 - ISOV_11f_MB-WDVS - Basement ceiling | 0.162 | 0.9 | FSPA01 - ISOV_11h_MB-WDVS - Floor slab | 0.008 | 0.97 | FSPA02 - ISOV_11i_MB-WDVS - Floor slab | 0.099 | 0.95 | [54 empty] | 0412gl03 | Guardian - ClimaGuard nrG (4:/12/4/12/:4 Kr 90%) | 0.62 | 0.6 | 0032wi03 | BUG - Alutechnik - ALUVOGT Design Uw-08 - SWISSP. V | 0.77 | 0.77 | 0.77 | 0.77 | 0.13 | 0.13 | 0.13 | 0.13 | 0.026 | 0.026 | 0.026 | 0.026 | 0.04 | 0.04 | 0.04 | 0.04 |  | 0532vs03 | Brink - Renovent Excellent 300 (Plus) | 84% | 0% | 0.26 | 59 | 235 | 100 | incl. | yes | / | 67 | 50 | - | [60 empty] | 121 |  | 1 | #VALUE! | 99999 | 356 | 0356 | 47 | FALSE | TRUE | 0196ed03-Rehau - Entrance door GENEO PHZ, with Rodenberg filling coating on two wing sides with glazing - variant without steel profile in door wing and fire door box | 0 | 189 | 0674 | 412 | 0412 | 54 | FALSE | TRUE | 0402wi03-Hueck - Lambda duo 120 - SWISSP. V | 0 | 142 | 0087 | 32 | 0032 | 100 | FALSE | TRUE | 0755vs03-Systemair - SAVE VTC 700 | 0 | 220 | 0553 | 532 | 0532 | 22 | FALSE | TRUE |  | 1 | #VALUE! | 99999 | 99999 | 99999 |  | TRUE | TRUE |  | 1 | #VALUE! | 99999 | 99999 | 99999 |  | TRUE | TRUE | EW01 - External wall wooden beam construction | MR01 - Pitched roof with I-beams | MR02 - Pitched roof with wooden beams | RO01 - Double pitched roof with insulation between rafters | RO02 - Double pitched roof with insulation on rafters | RO03 - Double pitched roof with insulation between and on rafters | FR01 - Warm roof with gravel | FR02 - Warm roof with Flat roof- EPS insulation panels | FR03 - Inverted roof | FS01 - Floor slab | BC01 - Basement ceiling | BW01 - Basement wall | TC01 - Intermediate ceiling | [7 empty] | FSFE01 - ISOV_1a_HR-WDVS - External wall - Floor slab (foundation) | BCEW01 - ISOV_2a_HR-WDVS - External wall - Basement ceiling (unheated basement) | EWHB01 - ISOV_2b_MB-WDVS - External wall - Basement ceiling (heated basement) | EWCE01 - ISOV_3a_MB-WDVS - Intermediate floor connexion | EWEO01 - ISOV_3c_MB-WDVS_a - Overhanging ceiling (Exterior corner) | EWIO01 - ISOV_3c_MB-WDVS_i - Overhanging ceiling (Interior corner) | EWEC01 - ISOV_3d_MB-WDVS - Exterior corner - External wall | EWIC01 - ISOV_3e_MB-WDVS - Interior corner - External wall | EWIW01 - ISOV_3f_MB-WDVS - Interior wall - External wall | ROEA01 - ISOV_4a_MB-WDVS - Eaves | ROVE01 - ISOV_4b_MB-WDVS - Verge | ROFI01 - ISOV_4c_MB-WDVS - Ridge | ROEA02 - ISOV_5a_MB-WDVS - Eaves | ROVE02 - ISOV_5b_MB-WDVS - Verge | ROEA03 - ISOV_5c_MB-WDVS - Eaves | ROVE03 - ISOV_5d_MB-WDVS - Verge | ROEA04 - ISOV_6a_MB-WDVS - Eaves | ROVE04 - ISOV_6b_MB-WDVS - Verge | ROFI04 - ISOV_6c_MB-WDVS - Ridge | ROEA05 - ISOV_7a_MB-WDVS - Eaves | ROVE05 - ISOV_7b_MB-WDVS - Verge | ROFI05 - ISOV_7c_MB-WDVS - Ridge | ROEA06 - ISOV_8_MB-WDVS - Eaves | ROEA07 - ISOV_9_MB-WDVS - Eaves | ROEA08 - ISOV_10_MB-WDVS - Eaves | ROPA01 - ISOV_11b_MB-WDVS - Roof | ROPA02 - ISOV_11c_MB-WDVS - Roof | ROPA03 - ISOV_11d_MB-WDVS - Roof | ROPA04 - ISOV_11e_MB-WDVS - Roof | BCPA01 - ISOV_11f_MB-WDVS - Basement ceiling | FSPA01 - ISOV_11h_MB-WDVS - Floor slab | FSPA02 - ISOV_11i_MB-WDVS - Floor slab | [18 empty] | 0
| 0357ws03 | isover-mb-hlf - ISOVER Massivbausystem für Passivhäuser (mit hinterlüfteter Fassade) | EW01 - External wall massive ventilated | 0.51 | 0.11494 | 0 | MR01 - Pitched roof with I-beams | 0.369 | 0.1099 | 0 | MR02 - Pitched roof with wooden beams | 0.369 | 0.11627 | 0 | RO01 - Double pitched roof with insulation between rafters | 0.349 | 0.12643 | 0 | RO02 - Double pitched roof with insulation on rafters | 0.378 | 0.10494 | 0 | RO03 - Double pitched roof with Auf- und insulation between rafters | 0.335 | 0.11695 | 0 | FR01 - Warm roof with gravel | 0.614 | 0.10786 | 0 | FR02 - Warm roof with Flat roof- EPS insulation panels | 0.527 | 0.1092 | 0 | FR03 - Inverted roof | 0.574 | 0.11797 | 0 | FS01 - Floor slab | 0.72 | 0.10255 | 0 | BC01 - Basement ceiling | 0.4 | 0.15935 | 0 | BW01 - Basement wall | 0.415 | 0.16813 | 0 | TC01 - Intermediate ceiling | 0.6 | 0.095305 | 0 | [28 empty] | FSFE01 - ISOV_1a_MB-HLF - External wall - Floor slab (foundation) | -0.056 | 0.9 | BCEW01 - ISOV_2a_MB-HLF - External wall - Basement ceiling (unheated basement) | -0.026 | 0.89 | BCEW01 - K5-3_022_AW-KD_unb - External wall - Basement ceiling (unheated basement) | -0.043 | 0.9 | EWIC01 - K5-4_022_IK-AW - Interior corner - External wall | 0.016 | 0.98 | EWEC01 - K5-5_022_AK-AW - Exterior corner - External wall | -0.039 | 0.93 | EWIW01 - K5-13_022_IW-AW - Interior wall - External wall | 0 | 0.97 | EWCE01 - K5-6_022_GD-AW - Intermediate floor connexion | 0.001 | 0.97 | ROEA01 - K5-7_022_DA-TR - Eaves | -0.019 | 0.94 | ROVE01 - K5-8_022_DA-OR - Verge | -0.005 | 0.9 | FRRP01 - K5-9_022_DA-AT - Roof parapet | -0.004 | 0.93 | [120 empty] | 0625gl03 | Guardian - ClimaGuard Premium2 (4:/16/4/16/:4 Ar 90%) | 0.53 | 0.53 | 0539wi03 | Casagrande - Synergist - SWISSP. Ultimate | 0.84 | 0.84 | 0.84 | 0.84 | 0.098 | 0.098 | 0.098 | 0.098 | 0.02 | 0.02 | 0.02 | 0.02 | 0.04 | 0.04 | 0.04 | 0.04 |  | 0265vs03 | Brink - renovent-sky300 | 85% | 0% | 0.31 | 66 | 226 | 100 | incl. | yes | / | 60.1 | 44.3 | - | [60 empty] | 122 |  | 1 | #VALUE! | 99999 | 357 | 0357 | 48 | FALSE | TRUE | 0207ed03-Reynaers - CS104 door with insulating panel | 0 | 190 | 0675 | 625 | 0625 | 55 | FALSE | TRUE | 0048wi03-Iida - Opus - SWISSP. V BU | 0 | 143 | 0092 | 539 | 0539 | 101 | FALSE | TRUE | 0602vs03-Systemair - SAVE VTC 300 L | 0 | 221 | 0554 | 265 | 0265 | 23 | FALSE | TRUE |  | 1 | #VALUE! | 99999 | 99999 | 99999 |  | TRUE | TRUE |  | 1 | #VALUE! | 99999 | 99999 | 99999 |  | TRUE | TRUE | EW01 - External wall massive ventilated | MR01 - Pitched roof with I-beams | MR02 - Pitched roof with wooden beams | RO01 - Double pitched roof with insulation between rafters | RO02 - Double pitched roof with insulation on rafters | RO03 - Double pitched roof with Auf- und insulation between rafters | FR01 - Warm roof with gravel | FR02 - Warm roof with Flat roof- EPS insulation panels | FR03 - Inverted roof | FS01 - Floor slab | BC01 - Basement ceiling | BW01 - Basement wall | TC01 - Intermediate ceiling | [7 empty] | 1: FSFE01 - ISOV_1a_MB-HLF - External wall - Floor slab (foundation); 2: BCEW01 - ISOV_2a_MB-HLF - External wall - Basement ceiling (unheated basement); 3: BCEW01 - K5-3_022_AW-KD_unb - External wall - Basement ceiling (unheated basement); 4: EWIC01 - K5-4_022_IK-AW - Interior corner - External wall; 5: EWEC01 - K5-5_022_AK-AW - Exterior corner - External wall; 6: EWIW01 - K5-13_022_IW-AW - Interior wall - External wall; 7: EWCE01 - K5-6_022_GD-AW - Intermediate floor connexion; 8: ROEA01 - K5-7_022_DA-TR - Eaves; 9: ROVE01 - K5-8_022_DA-OR - Verge; 10: FRRP01 - K5-9_022_DA-AT - Roof parapet | 0
| 0358ws03 | isover-mb-wdvs - ISOVER Massivbausystem für Passivhäuser (mit Wärmedämmverbundsystem) | EW01 - External wall massive with EIFS | 0.55 | 0.1118 | 0 | MR01 - Pitched roof with I-beams | 0.369 | 0.1099 | 0 | MR02 - Pitched roof with wooden beams | 0.369 | 0.11627 | 0 | RO01 - Double pitched roof with insulation between rafters | 0.12643 | 0.12643 | 0 | RO02 - Double pitched roof with insulation on rafters | 0.378 | 0.10494 | 0 | RO03 - Double pitched roof with Auf- und insulation between rafters | 0.11695 | 0.11695 | 0 | FR01 - Warm roof with gravel | 0.1092 | 0.1092 | 0 | FR02 - Warm roof with Flat roof- EPS insulation panels | 0.1092 | 0.1092 | 0 | FR03 - Inverted roof | 0.11797 | 0.11797 | 0 | FS01 - Floor slab | 0.10079 | 0.10079 | 0 | BC01 - Basement ceiling | 0.4 | 0.15935 | 0 | BW01 - Basement wall | 0.415 | 0.16813 | 0 | TC01 - Intermediate ceiling | 0.6 | 0.082385 | 0 | [28 empty] | FSFE01 - ISOV_1a_MB-WDVS - External wall - Floor slab (foundation) | -0.056 | 0.9 | BCEW01 - ISOV_2a_MB-WDVS - External wall - Basement ceiling (unheated basement) | 0.02 | 0.983 | EWIW01 - TEK PH AW-03 - Interior wall - External wall | -0.001 | 0.973 | EWCE01 - TEK PH DE-01 - Intermediate floor connexion | 0.009 | 0.973 | EWCE02 - TEK PH DE-02 - Intermediate floor connexion | 0.012 | 0.96 | FSEW01 - TEK PH DE-03 - External wall - Floor slab | -0.042 | 0.98 | BCIW01 - TEK PH DE-04 - Interior wall - Basement ceiling (unheated basement) | 0.009 | 0.97 | BCEW01 - TEK PH DE-05 - External wall - Basement ceiling (unheated basement) | -0.045 | 0.97 | EWHB01 - TEK PH DE-06 - External wall - Basement ceiling (heated basement) | 0.002 | 0.96 | EWHB02 - TEK PH DE-07 - External wall foundation (heated basement) | -0.019 | 0.91 | ROEA01 - TEK PH DA-01 - Eaves | -0.012 | 0.96 | RORI01 - TEK PH DA-02 - Ridge | -0.042 | 0.94 | ROVE01 - TEK PH DA-03 - Verge | -0.039 | 0.93 | [111 empty] | 0626gl03 | Guardian - ClimaGuard Premium2 (4:/16/4/16/:4 Ar 90%) | 0.53 | 0.58 | 0531wi03 | Cruz & Oliveira - EPW CN92 - SWISSP. Ultimate | 0.81 | 0.81 | 0.87 | 0.81 | 0.11 | 0.11 | 0.124 | 0.11 | 0.026 | 0.026 | 0.026 | 0.026 | 0.04 | 0.04 | 0.04 | 0.04 |  | 0503vs03 | Brink - Renovent Excellent 400 (Plus) | 84% | 0% | 0.29 | 77 | 290 | 100 | incl. | yes | / | 49.7 | 47 | - | [60 empty] | 123 |  | 1 | #VALUE! | 99999 | 358 | 0358 | 49 | FALSE | TRUE | 0139ed03-Rubner - Rubner Passive House door | 0 | 191 | 0676 | 626 | 0626 | 56 | FALSE | TRUE | 0775wi03-Jiangsu Top Composite - GRPU100 - SWISSP. Ultimate BU | 0 | 144 | 0093 | 531 | 0531 | 102 | FALSE | TRUE | 0736vs03-Systemair - SAVE VTC 200 | 0 | 222 | 0558 | 503 | 0503 | 24 | FALSE | TRUE |  | 1 | #VALUE! | 99999 | 99999 | 99999 |  | TRUE | TRUE |  | 1 | #VALUE! | 99999 | 99999 | 99999 |  | TRUE | TRUE | EW01 - External wall massive with EIFS | MR01 - Pitched roof with I-beams | MR02 - Pitched roof with wooden beams | RO01 - Double pitched roof with insulation between rafters | RO02 - Double pitched roof with insulation on rafters | RO03 - Double pitched roof with Auf- und insulation between rafters | FR01 - Warm roof with gravel | FR02 - Warm roof with Flat roof- EPS insulation panels | FR03 - Inverted roof | FS01 - Floor slab | BC01 - Basement ceiling | BW01 - Basement wall | TC01 - Intermediate ceiling | [7 empty] | 1: FSFE01 - ISOV_1a_MB-WDVS - External wall - Floor slab (foundation); 2: BCEW01 - ISOV_2a_MB-WDVS - External wall - Basement ceiling (unheated basement); 3: EWIW01 - TEK PH AW-03 - Interior wall - External wall; 4: EWCE01 - TEK PH DE-01 - Intermediate floor connexion; 5: EWCE02 - TEK PH DE-02 - Intermediate floor connexion; 6: FSEW01 - TEK PH DE-03 - External wall - Floor slab; 7: BCIW01 - TEK PH DE-04 - Interior wall - Basement ceiling (unheated basement); 8: BCEW01 - TEK PH DE-05 - External wall - Basement ceiling (unheated basement); 9: EWHB01 - TEK PH DE-06 - External wall - Basement ceiling (heated basement); 10: EWHB02 - TEK PH DE-07 - External wall foundation (heated basement); 11: ROEA01 - TEK PH DA-01 - Eaves; 12: RORI01 - TEK PH DA-02 - Ridge; 13: ROVE01 - TEK PH DA-03 - Verge | 0
| 0795ws03 | JUB - JUBIZOL PASSIVE | EW01 - External wall | 0.463 | 0.15 | 0 | RO01 - Double pitched roof / Pitched roof | 0.357 | 0.114 | 0 | FS01 - Floor slab | 0.593 | 0.142 | 0 | FS02 - Floor slab | 0.65 | 0.102 | 0 | BW01 - Basement wall (heated) | 0.303 | 0.448 | 0 | BW01 - Basement wall - Heated basement (KWb) | 0.386 | 0.237 | 0 | BC01 - Basement ceiling (unheated) | 0.453 | 0.164 | 0 | [52 empty] | FRRP01 - A3-02 - external wall - flat roof | -0.052 | 0.93 | ROEA01 - A3-03 - external wall - pitched roof eaves | 0.032 | 0.96 | EWCE01 - 103_AW_GD - External wall - Top floor ceiling | 0.014 | 0.95 | EWFJ01 - 104_GS - Intermediate floor joint | 0.008 | 0.95 | EWIW01 - 105_AW_IW - External wall - Interior wall | 0.007 | 0.96 | EWEJ01 - 106_ES - Wall joint element | 0.016 | 0.95 | EWFI01 - 107_AW_GTW - External wall - Partition wall | 0.02 | 0.92 | RORI01 - 201_SD_FI - Exposed roof-Roof ridge | -0.024 | 0.93 | RORI02 - 251_NSD_FI - Unexposed roof - Roof ridge | -0.019 | 0.95 | ROEA01 - 202_SD_TR - Exposed roof - Eaves | -0.021 | 0.91 | ROEA02 - 252_NSD_TR - Unexposed roof - Eaves | -0.025 | 0.91 | ROVE01 - 203_SD_OG - Exposed roof-Verge | -0.066 | 0.91 | ROVE02 - 253_NSD_OG - Unexposed roof - Verge | -0.068 | 0.91 | MRRI01 - 204_SD_PD - Exposed roof-Pitched roof | -0.11 | 0.87 | MRRI02 - 254_NSD_PD - Unexposed roof - Pitched roof | -0.104 | 0.88 | ROFI01 - 205_SD_GTW - Exposed roof - Partition wall | 0.006 | 0.93 | ROFI02 - 255_NSD_GTW - Unexposed roof - Partition wall | 0.009 | 0.93 | FSEW01 - 151_BP_AW - Floor slab - External wall | -0.046 | 0.93 | BFBW01 - 152_BP_KW - Floor slab - Basement wall | -0.049 | 0.91 | BCEW01 - 153_AW_KD_DO - External wall - Basement ceiling – Insulation on top | -0.051 | 0.95 | BCBW01 - 154_AW_KD_beh - External wall - Basement ceiling – heated basement | 0.008 | 0.96 | BCIW01 - 157_BP_IW - Floor slab - Interior wall | 0.006 | 0.99 | BCIW02 - 158_KD_IW_DO - Basement ceiling - Interior wall – Insulation on top | 0.058 | 0.98 | EWEC02 - 501_AW_AE - External wall - External corner | -0.053 | 0.89 | EWIC02 - 502_AW_IE - External wall - Interior corner | 0.029 | 0.97 | EWCE02 - 503_AW_GD - External wall - External wall | 0.012 | 0.95 | EWFJ02 - 504_GS - Intermediate floor joint | 0.008 | 0.95 | EWIW02 - 505_AW_IW - External wall - Interior wall | 0.007 | 0.96 | EWEJ02 - 506_ES - Wall joint element | 0.013 | 0.95 | EWFI02 - 507_AW_GTW - External wall - Partition wall | 0.023 | 0.94 | RORI03 - 601_SD_FI - Exposed roof – Roof ridge | -0.024 | 0.93 | RORI04 - 651_FI_NSD - Unexposed roof – Roof ridge | -0.019 | 0.95 | ROEA03 - 602_SD_TR - Exposed roof – Eaves | -0.021 | 0.91 | ROEA04 - 652_NSD_TR - Unexposed roof – Eaves | -0.023 | 0.92 | ROVE03 - 603_SD_OG - Exposed roof – Verge | -0.063 | 0.91 | ROVE04 - 653_NSD_OG - Unexposed roof – Verge | -0.065 | 0.91 | MRRI03 - 604_SD_PD - Exposed roof – Pitched roof | -0.104 | 0.87 | MRRI04 - 654_ NSD_PD - Unexposed roof Pitched roof | -0.105 | 0.89 | ROFI03 - 605_SD_GTW - Exposed roof - Partition wall | 0.006 | 0.93 | ROFI04 - 655_NSD_GTW - Unexposed roof - Partition wall | 0.009 | 0.93 | FSEW02 - 551_BP_AW - Floor slab - External wall | -0.046 | 0.93 | BFBW02 - 552_BP_KW - Floor slab - Basement wall | -0.049 | 0.9 | BCEW02 - 553_AW_KD_DO - External wall - Basement ceiling – Insulation on top | -0.019 | 0.95 | BCBW02 - 554_AW_KD_beh - External wall - Basement ceiling – heated basement | 0.004 | 0.95 | BCIW03 - 557_BP_IW - Floor slab - Interior wall | 0.006 | 0.99 | BCIW04 - 558_KD_IW_DO - Basement ceiling - Interior wall – Insulation on top | 0.058 | 0.98 | [12 empty] | 0627gl03 | Guardian - ClimaGuard Premium2 (4:/14/4/14/:4 Ar 90%) | 0.53 | 0.64 | 0033wi03 | Doleta - DOLETA PASSIV WINDOW - Thermix | 0.73 | 0.73 | 0.73 | 0.73 | 0.148 | 0.148 | 0.148 | 0.148 | 0.039 | 0.039 | 0.039 | 0.039 | 0.04 | 0.04 | 0.04 | 0.04 |  | 0264vs03 | Brink - Renovent HR Large | 83% | 0% | 0.38 | 90 | 305 | 100 | incl. | yes | / | 50.6 | 48.8 | without additional anti-freeze protection up to 220 m³ / h | [60 empty] | 124 |  | 1 | #VALUE! | 99999 | 795 | 0795 | 50 | FALSE | TRUE | 0197ed03-Sturm - Clima Top Plus | 0 | 192 | 0677 | 627 | 0627 | 57 | FALSE | TRUE | 0535wi03-Josko - Platin Passiv - SuperSp. Tri-Seal | 0 | 145 | 0095 | 33 | 0033 | 103 | FALSE | TRUE | 0797vs03-tecalor - TVZ 170 E plus | 0 | 223 | 0574 | 264 | 0264 | 25 | FALSE | TRUE |  | 1 | #VALUE! | 99999 | 99999 | 99999 |  | TRUE | TRUE |  | 1 | #VALUE! | 99999 | 99999 | 99999 |  | TRUE | TRUE | EW01 - External wall | RO01 - Double pitched roof / Pitched roof | FS01 - Floor slab | FS02 - Floor slab | BW01 - Basement wall (heated) | BW01 - Basement wall - Heated basement (KWb) | BC01 - Basement ceiling (unheated) | [13 empty] | FRRP01 - A3-02 - external wall - flat roof | ROEA01 - A3-03 - external wall - pitched roof eaves | EWCE01 - 103_AW_GD - External wall - Top floor ceiling | EWFJ01 - 104_GS - Intermediate floor joint | EWIW01 - 105_AW_IW - External wall - Interior wall | EWEJ01 - 106_ES - Wall joint element | EWFI01 - 107_AW_GTW - External wall - Partition wall | RORI01 - 201_SD_FI - Exposed roof-Roof ridge | RORI02 - 251_NSD_FI - Unexposed roof - Roof ridge | ROEA01 - 202_SD_TR - Exposed roof - Eaves | ROEA02 - 252_NSD_TR - Unexposed roof - Eaves | ROVE01 - 203_SD_OG - Exposed roof-Verge | ROVE02 - 253_NSD_OG - Unexposed roof - Verge | MRRI01 - 204_SD_PD - Exposed roof-Pitched roof | MRRI02 - 254_NSD_PD - Unexposed roof - Pitched roof | ROFI01 - 205_SD_GTW - Exposed roof - Partition wall | ROFI02 - 255_NSD_GTW - Unexposed roof - Partition wall | FSEW01 - 151_BP_AW - Floor slab - External wall | BFBW01 - 152_BP_KW - Floor slab - Basement wall | BCEW01 - 153_AW_KD_DO - External wall - Basement ceiling – Insulation on top | BCBW01 - 154_AW_KD_beh - External wall - Basement ceiling – heated basement | BCIW01 - 157_BP_IW - Floor slab - Interior wall | BCIW02 - 158_KD_IW_DO - Basement ceiling - Interior wall – Insulation on top | EWEC02 - 501_AW_AE - External wall - External corner | EWIC02 - 502_AW_IE - External wall - Interior corner | EWCE02 - 503_AW_GD - External wall - External wall | EWFJ02 - 504_GS - Intermediate floor joint | EWIW02 - 505_AW_IW - External wall - Interior wall | EWEJ02 - 506_ES - Wall joint element | EWFI02 - 507_AW_GTW - External wall - Partition wall | RORI03 - 601_SD_FI - Exposed roof – Roof ridge | RORI04 - 651_FI_NSD - Unexposed roof – Roof ridge | ROEA03 - 602_SD_TR - Exposed roof – Eaves | ROEA04 - 652_NSD_TR - Unexposed roof – Eaves | ROVE03 - 603_SD_OG - Exposed roof – Verge | ROVE04 - 653_NSD_OG - Unexposed roof – Verge | MRRI03 - 604_SD_PD - Exposed roof – Pitched roof | MRRI04 - 654_ NSD_PD - Unexposed roof Pitched roof | ROFI03 - 605_SD_GTW - Exposed roof - Partition wall | ROFI04 - 655_NSD_GTW - Unexposed roof - Partition wall | FSEW02 - 551_BP_AW - Floor slab - External wall | BFBW02 - 552_BP_KW - Floor slab - Basement wall | BCEW02 - 553_AW_KD_DO - External wall - Basement ceiling – Insulation on top | BCBW02 - 554_AW_KD_beh - External wall - Basement ceiling – heated basement | BCIW03 - 557_BP_IW - Floor slab - Interior wall | BCIW04 - 558_KD_IW_DO - Basement ceiling - Interior wall – Insulation on top |  |  |  |  | 0
| 0359ws03 | kingspan - WDV-System mit Kooltherm K5 022 | EW01 - External wall | 0.336 | 0.14811 | 0 | EW02 - External wall - Ground 120mm insulation | 0.32 | 0.27369 | 0 | EW03 - External wall - Ground 140mm insulation | 0.34 | 0.23667 | 0 | RO01 - Double pitched roof | 0.325 | 0.13128 | 0 | FR01 - Flat roof | 0.51 | 0.09743 | 0 | BC01 - Basement ceiling (unheated basement) | 0.51 | 0.15908 | 0 | FS01 - Floor slab | 0.56 | 0.16224 | 0 | [52 empty] | EWHB01 - K5-1_022_AW-KD_beh - External wall - Basement ceiling (heated basement) | 0.002 | 0.96 | FSEW01 - K5-2_022_AW-BP - External wall - Floor slab | -0.037 | 0.95 | ROVE01 - A3-04 - external wall - pitched roof verge | -0.029 | 0.92 | EWEC01 - A3-05 - external edge of external wall | -0.061 | 0.94 | EWIC01 - A3-06 - internal edge of external wall | 0.023 | 0.97 | EWIW01 - A3-07 - internal wall meets external wall | 0 | 1 | EWCE01 - A3-08 - ceiling supported by external wall | 0 | 0.96 | FSEW01 - A3-09 - external wall on floor slab | -0.03 | 0.9 | FSIW01 - A3-10 - internal wall on floor slab | 0.007 | 0.98 | BWBC01 - A3-11 - external wall on basement ceiling - heated basement | -0.011 | 0.9 | BCEW01 - A3-12 - external wall on basement ceiling - unheated basement | 0.155 | 0.82 | BCEW02 - A3-12a - external wall on basement ceiling - unheated basement | 0.008 | 0.9 | BCIW01 - A3-13 - internal wall on basement ceiling - unheated basement | 0.367 | 0.95 | BCIW02 - A3-13a - internal wall on basement ceiling - unheated basement | 0.101 | 0.98 | [108 empty] | 0628gl03 | Guardian - ClimaGuard Premium2 (4:/12/4/12/:4 Kr 90%) | 0.53 | 0.49 | 0041wi03 | DOMIS - POLAR - Chromat. Ultra | 0.7 | 0.7 | 0.7 | 0.7 | 0.124 | 0.124 | 0.124 | 0.124 | 0.033 | 0.033 | 0.033 | 0.033 | 0.04 | 0.04 | 0.04 | 0.04 |  | 0801vs03 | Brötje - LivingAir BLAK 300 | 80% | 0% | 0.37 | 82 | 300 | 100 | incl. | yes | / | 51.6 | 43.8 | - | [60 empty] | 125 |  | 1 | #VALUE! | 99999 | 359 | 0359 | 51 | FALSE | TRUE | 0200ed03-Sturm - Clima Top Plus with glazing | 0 | 193 | 0678 | 628 | 0628 | 58 | FALSE | TRUE | 0057wi03-Koch Altenkirchen - Koch 104’er passiv - TGI | 0 | 146 | 0098 | 41 | 0041 | 104 | FALSE | TRUE | 0318vs03-Tecalor - TVZ 270, TVZ 270 plus | 0 | 224 | 0575 | 801 | 0801 | 26 | FALSE | TRUE |  | 1 | #VALUE! | 99999 | 99999 | 99999 |  | TRUE | TRUE |  | 1 | #VALUE! | 99999 | 99999 | 99999 |  | TRUE | TRUE | EW01 - External wall | EW02 - External wall - Ground 120mm insulation | EW03 - External wall - Ground 140mm insulation | RO01 - Double pitched roof | FR01 - Flat roof | BC01 - Basement ceiling (unheated basement) | FS01 - Floor slab | [13 empty] | 1: EWHB01 - K5-1_022_AW-KD_beh - External wall - Basement ceiling (heated basement); 2: FSEW01 - K5-2_022_AW-BP - External wall - Floor slab; 3: ROVE01 - A3-04 - external wall - pitched roof verge; 4: EWEC01 - A3-05 - external edge of external wall; 5: EWIC01 - A3-06 - internal edge of external wall; 6: EWIW01 - A3-07 - internal wall meets external wall; 7: EWCE01 - A3-08 - ceiling supported by external wall; 8: FSEW01 - A3-09 - external wall on floor slab; 9: FSIW01 - A3-10 - internal wall on floor slab; 10: BWBC01 - A3-11 - external wall on basement ceiling - heated basement; 11: BCEW01 - A3-12 - external wall on basement ceiling - unheated basement; 12: BCEW02 - A3-12a - external wall on basement ceiling - unheated basement; 13: BCIW01 - A3-13 - internal wall on basement ceiling - unheated basement; 14: BCIW02 - A3-13a - internal wall on basement ceiling - unheated basement | 0
| 0360ws03 | kingspan-tek - Kingspan TEK Bausystem | EW01 - External wall | 0.285 | 0.128 | 0 | RO01 - Roof | 0.275 | 0.129 | 0 | BC01 - Basement ceiling | 0.455 | 0.118 | 0 | FS01 - Floor slab | 0.535 | 0.12 | 0 | BW01 - Basement wall | 0.51 | 0.133 | 0 | [60 empty] | EWEC01 - TEK PH AW-01 - Exterior corner - External wall | -0.038 | 0.93 | EWIC01 - TEK PH AW-02 - Interior corner - External wall | 0.032 | 0.96 | EWCE01 - 103_AW_GD - External wall - Intermediate floor | 0.014 | 0.95 | EWFJ01 - 104_GS - Ceiling joint | 0.008 | 0.95 | EWIW01 - 105_AW_IW - External wall - Interior wall | 0.007 | 0.96 | EWEJ01 - 106_ES - Wall joint element | 0.016 | 0.95 | EWFI01 - 107_AW_GTW - External wall - Interior wall | 0.02 | 0.92 | RORI01 - 201_SD_FI - Exposed roof-Ridge | -0.024 | 0.93 | RORI02 - 251_NSD_FI - Unexposed roof - Ridge | -0.019 | 0.95 | ROEA01 - 202_SD_TR - Exposed roof - Eaves | -0.021 | 0.91 | ROEA02 - 252_NSD_TR - Unexposed roof - Eaves | -0.025 | 0.91 | ROVE01 - 203_SD_OG - Exposed roof-Verge | -0.066 | 0.91 | ROVE02 - 253_NSD_OG - Unexposed roof - Verge | -0.068 | 0.91 | MRRI01 - 204_SD_PD - Exposed roof-Pitched roof | -0.11 | 0.87 | MRRI02 - 254_NSD_PD - Unexposed roof - Pitched roof | -0.104 | 0.88 | ROFI01 - 205_SD_GTW - Exposed roof - Interior wall | 0.006 | 0.93 | ROFI02 - 255_NSD_GTW - Unexposed roof - Interior wall | 0.009 | 0.93 | FSEW01 - 151_BP_AW - Floor slab - External wall | -0.046 | 0.93 | BFBW01 - 152_BP_KW - Floor slab - Basement wall | -0.049 | 0.91 | BCEW01 - 153_AW_KD_DO - External wall - Basement ceiling – insulation on top | -0.051 | 0.95 | BCBW01 - 154_AW_KD_beh - External wall - Basement ceiling – heated basement | 0.008 | 0.96 | BCIW01 - 157_BP_IW - Floor slab - Interior wall | 0.006 | 0.99 | BCIW02 - 158_KD_IW_DO - Basement ceiling - Interior wall – insulation on top | 0.058 | 0.98 | EWEC02 - 501_AW_AE - External wall – Exterior corner | -0.053 | 0.89 | EWIC02 - 502_AW_IE - External wall – Interior corner | 0.029 | 0.97 | EWCE02 - 503_AW_GD - External wall - Intermediate ceiling | 0.012 | 0.95 | EWFJ02 - 504_GS - Ceiling joint | 0.008 | 0.95 | EWIW02 - 505_AW_IW - External wall - Interior wall | 0.007 | 0.96 | EWEJ02 - 506_ES - Wall joint element | 0.013 | 0.95 | EWFI02 - 507_AW_GTW - External wall - Interior wall | 0.023 | 0.94 | RORI03 - 601_SD_FI - Exposed roof – Ridge | -0.024 | 0.93 | RORI04 - 651_FI_NSD - Unexposed roof – Ridge | -0.019 | 0.95 | ROEA03 - 602_SD_TR - Exposed roof – Eaves | -0.021 | 0.91 | ROEA04 - 652_NSD_TR - Unexposed roof – Eaves | -0.023 | 0.92 | ROVE03 - 603_SD_OG - Exposed roof – Verge | -0.063 | 0.91 | ROVE04 - 653_NSD_OG - Unexposed roof – Verge | -0.065 | 0.91 | MRRI03 - 604_SD_PD - Exposed roof – Pitched roof | -0.104 | 0.87 | MRRI04 - 654_ NSD_PD - Unexposed roof - Pitched roof | -0.105 | 0.89 | ROFI03 - 605_SD_GTW - Exposed roof - Interior wall | 0.006 | 0.93 | ROFI04 - 655_NSD_GTW - Unexposed roof - Interior wall | 0.009 | 0.93 | FSEW02 - 551_BP_AW - Floor slab - External wall | -0.046 | 0.93 | BFBW02 - 552_BP_KW - Floor slab - Basement wall | -0.049 | 0.9 | BCEW02 - 553_AW_KD_DO - External wall - Basement ceiling – insulation on top | -0.019 | 0.95 | BCBW02 - 554_AW_KD_beh - External wall - Basement ceiling – heated basement | 0.004 | 0.95 | BCIW03 - 557_BP_IW - Floor slab - Interior wall | 0.006 | 0.99 | BCIW04 - 558_KD_IW_DO - Basement ceiling - Interior wall – insulation on top | 0.058 | 0.98 | [12 empty] | 0417gl03 | Interpane - iplus 3 CLS und CLST (4/12/:4/12/:4 Kr 90%) | 0.61 | 0.6 | 0640wi02 | dPHt - Delta plus cold climate - SWISSP. Ultimate PU | 0.59 | 0.59 | 0.64 | 0.59 | 0.1 | 0.1 | 0.1 | 0.1 | 0.024 | 0.024 | 0.023 | 0.024 | 0.04 | 0.04 | 0.04 | 0.04 |  | 0663vs03 | Brötje - LivingAir BLAK 450 | 82% | 0% | 0.45 | 64 | 415 | 100 | incl. | yes | / | 42.4 | 42.6 | - | [60 empty] | 126 |  | 1 | #VALUE! | 99999 | 360 | 0360 | 52 | FALSE | TRUE | 0601ed03-TOPIC - Topic Passive House door | 0 | 194 | 0679 | 417 | 0417 | 59 | FALSE | TRUE | 0774wi03-Kochs - eCO2 - Thermix | 0 | 147 | 0102 | 640 | 0640 | 105 | FALSE | TRUE | 0317vs03-Tecalor - TVZ 100, TVZ 100 plus | 0 | 225 | 0576 | 663 | 0663 | 27 | FALSE | TRUE |  | 1 | #VALUE! | 99999 | 99999 | 99999 |  | TRUE | TRUE |  | 1 | #VALUE! | 99999 | 99999 | 99999 |  | TRUE | TRUE | EW01 - External wall | RO01 - Roof | BC01 - Basement ceiling | FS01 - Floor slab | BW01 - Basement wall | [15 empty] | EWEC01 - TEK PH AW-01 - Exterior corner - External wall | EWIC01 - TEK PH AW-02 - Interior corner - External wall | EWCE01 - 103_AW_GD - External wall - Intermediate floor | EWFJ01 - 104_GS - Ceiling joint | EWIW01 - 105_AW_IW - External wall - Interior wall | EWEJ01 - 106_ES - Wall joint element | EWFI01 - 107_AW_GTW - External wall - Interior wall | RORI01 - 201_SD_FI - Exposed roof-Ridge | RORI02 - 251_NSD_FI - Unexposed roof - Ridge | ROEA01 - 202_SD_TR - Exposed roof - Eaves | ROEA02 - 252_NSD_TR - Unexposed roof - Eaves | ROVE01 - 203_SD_OG - Exposed roof-Verge | ROVE02 - 253_NSD_OG - Unexposed roof - Verge | MRRI01 - 204_SD_PD - Exposed roof-Pitched roof | MRRI02 - 254_NSD_PD - Unexposed roof - Pitched roof | ROFI01 - 205_SD_GTW - Exposed roof - Interior wall | ROFI02 - 255_NSD_GTW - Unexposed roof - Interior wall | FSEW01 - 151_BP_AW - Floor slab - External wall | BFBW01 - 152_BP_KW - Floor slab - Basement wall | BCEW01 - 153_AW_KD_DO - External wall - Basement ceiling – insulation on top | BCBW01 - 154_AW_KD_beh - External wall - Basement ceiling – heated basement | BCIW01 - 157_BP_IW - Floor slab - Interior wall | BCIW02 - 158_KD_IW_DO - Basement ceiling - Interior wall – insulation on top | EWEC02 - 501_AW_AE - External wall – Exterior corner | EWIC02 - 502_AW_IE - External wall – Interior corner | EWCE02 - 503_AW_GD - External wall - Intermediate ceiling | EWFJ02 - 504_GS - Ceiling joint | EWIW02 - 505_AW_IW - External wall - Interior wall | EWEJ02 - 506_ES - Wall joint element | EWFI02 - 507_AW_GTW - External wall - Interior wall | RORI03 - 601_SD_FI - Exposed roof – Ridge | RORI04 - 651_FI_NSD - Unexposed roof – Ridge | ROEA03 - 602_SD_TR - Exposed roof – Eaves | ROEA04 - 652_NSD_TR - Unexposed roof – Eaves | ROVE03 - 603_SD_OG - Exposed roof – Verge | ROVE04 - 653_NSD_OG - Unexposed roof – Verge | MRRI03 - 604_SD_PD - Exposed roof – Pitched roof | MRRI04 - 654_ NSD_PD - Unexposed roof - Pitched roof | ROFI03 - 605_SD_GTW - Exposed roof - Interior wall | ROFI04 - 655_NSD_GTW - Unexposed roof - Interior wall | FSEW02 - 551_BP_AW - Floor slab - External wall | BFBW02 - 552_BP_KW - Floor slab - Basement wall | BCEW02 - 553_AW_KD_DO - External wall - Basement ceiling – insulation on top | BCBW02 - 554_AW_KD_beh - External wall - Basement ceiling – heated basement | BCIW03 - 557_BP_IW - Floor slab - Interior wall | BCIW04 - 558_KD_IW_DO - Basement ceiling - Interior wall – insulation on top |  |  |  |  | 0
| 0361ws03 | knauf - Knauf WARM-WAND Systeme | EW01 - External wall WLG035 | 0.5 | 0.11 | 0 | EW02 - External wall WLG040 | 0.5 | 0.13 | 0 | FS01 - Floor slab WLG035 | 0.5 | 0.13 | 0 | RO01 - Inclined roof | 0.315 | 0.13 | 0 | FR01 - Flat roof | 0.565 | 0.11 | 0 | [60 empty] | FSEW01 - Marmorit_Kompendium_Seite_08 - Floor slab | 0.006 | 0.92 | FSEW02 - Marmorit_Kompendium_Seite_08 - Floor slab | -0.012 | 0.87 | FSIW01 - IW-BP - Interior wall - Floor slab | 0.031 | 0.98 | BFBW01 - KW-BP - Basement wall - Floor slab | -0.049 | 0.9 | BFIW01 - KIW-BP - Interior wall basement - Floor slab | 0.015 | 0.97 | BCEW01 - AW-KD-u1 - External wall - Basement ceiling (unheated basement - brick) | -0.016 | 0.92 | BCEW02 - AW-KD-u2 - External wall - Basement ceiling (unheated basement - concrete) | -0.053 | 0.93 | BCIW01 - IW-KD-u2 - Interior wall - Basement ceiling (basement unheated) | 0.041 | 0.98 | BCIW01 - IW-KD-u1 - Interior wall - Basement ceiling (basement unheated) | 0.041 | 0.98 | BWBC01 - AW-KD-b1 - Basement ceiling - brick basement | 0.013 | 0.95 | BWBC02 - AW-KD-b2 - Basement ceiling - concrete basement | 0.023 | 0.95 | EWCE01 - AW-GD - Intermediate ceiling | 0.009 | 0.96 | EWEC01 - AW-AW-AE - Exterior corner - External wall | -0.086 | 0.91 | EWIC01 - AW-AW-IE - Interior corner - External wall | 0.061 | 1 | EWIW01 - AW-IW - Interior wall - External wall | 0.002 | 0.97 | ROEA01 - AW-DA-Tr - Eaves | -0.032 | 0.9 | ROVE01 - AW-DA-Or - Verge | -0.058 | 0.9 | ROIW01 - IW-DA - Interior wall - Roof | 0.022 | 0.96 | [96 empty] | 0418gl03 | Interpane - iplus 3 CLS und CLST (4/10/:4/10/:4 Kr 90%) | 0.61 | 0.67 | 0510wi03 | ELWIZ - ENERGIO PASSIV - SWISSP. V | 0.81 | 0.81 | 0.78 | 0.81 | 0.129 | 0.129 | 0.149 | 0.129 | 0.028 | 0.028 | 0.028 | 0.028 | 0.04 | 0.04 | 0.04 | 0.04 |  | 0712vs03 | Buderus - Buderus Logavent HRV2-350 | 84% | 0% | 0.35 | 130 | 320 | 100 | incl. | yes | / | 64 | 70.2 | - | [60 empty] | 127 |  | 1 | #VALUE! | 99999 | 361 | 0361 | 53 | FALSE | TRUE | 0610ed03-TOPIC - Topic Passive House door with glazing | 0 | 195 | 0690 | 418 | 0418 | 60 | FALSE | TRUE | 0609wi03-Korbion - Korbion Passiv - SWISSP. V | 0 | 148 | 0103 | 510 | 0510 | 106 | FALSE | TRUE | 0802vs03-TROX - X-CASA 300 Comfort | 0 | 226 | 0577 | 712 | 0712 | 28 | FALSE | TRUE |  | 1 | #VALUE! | 99999 | 99999 | 99999 |  | TRUE | TRUE |  | 1 | #VALUE! | 99999 | 99999 | 99999 |  | TRUE | TRUE | EW01 - External wall WLG035 | EW02 - External wall WLG040 | FS01 - Floor slab WLG035 | RO01 - Inclined roof | FR01 - Flat roof | [15 empty] | 1: FSEW01 - Marmorit_Kompendium_Seite_08 - Floor slab; 2: FSEW02 - Marmorit_Kompendium_Seite_08 - Floor slab; 3: FSIW01 - IW-BP - Interior wall - Floor slab; 4: BFBW01 - KW-BP - Basement wall - Floor slab; 5: BFIW01 - KIW-BP - Interior wall basement - Floor slab; 6: BCEW01 - AW-KD-u1 - External wall - Basement ceiling (unheated basement - brick); 7: BCEW02 - AW-KD-u2 - External wall - Basement ceiling (unheated basement - concrete); 8: BCIW01 - IW-KD-u2 - Interior wall - Basement ceiling (basement unheated); 9: BCIW01 - IW-KD-u1 - Interior wall - Basement ceiling (basement unheated); 10: BWBC01 - AW-KD-b1 - Basement ceiling - brick basement; 11: BWBC02 - AW-KD-b2 - Basement ceiling - concrete basement; 12: EWCE01 - AW-GD - Intermediate ceiling; 13: EWEC01 - AW-AW-AE - Exterior corner - External wall; 14: EWIC01 - AW-AW-IE - Interior corner - External wall; 15: EWIW01 - AW-IW - Interior wall - External wall; 16: ROEA01 - AW-DA-Tr - Eaves; 17: ROVE01 - AW-DA-Or - Verge; 18: ROIW01 - IW-DA - Interior wall - Roof | 0
| 0363ws03 | Lebensraum Holz - FREE-Bausystem | EW01- External wall with render insulation | 0.429 | 0.118 | 0 | EW02 - External wall with lightweight facade | 0.434 | 0.112 | 0 | RO01 - Exposed roof | 0.454 | 0.107 | 0 | RO02 - Unexposed roof | 0.502 | 0.104 | 0 | FS01 - Floor slab | 0.59 | 0.135 | 0 | BW01 - Basement wall heated basement | 0.45 | 0.177 | 0 | BC01 - Basement ceiling insulation on top | 0.43 | 0.137 | 0 | [52 empty] | EWEC01 - 101_AW_AE - External wall - Exterior corner | -0.057 | 0.9 | EWIC01 - 102_AW_IE - External wall - Interior corner | -0.012 | 0.87 | FSIW01 - IW-BP - Interior wall - Floor slab | 0.031 | 0.98 | BFBW01 - KW-BP - Basement wall - Floor slab | -0.049 | 0.9 | BFIW01 - KIW-BP - Interior wall basement - Floor slab | 0.015 | 0.97 | BCEW01 - AW-KD-u1 - External wall - Basement ceiling (unheated basement - brick) | -0.016 | 0.92 | BCEW02 - AW-KD-u2 - External wall - Basement ceiling (unheated basement - concrete) | -0.053 | 0.93 | BCIW01 - IW-KD-u2 - Interior wall - Basement ceiling (basement unheated) | 0.041 | 0.98 | BWBC01 - AW-KD-b1 - Basement ceiling - brick basement | 0.013 | 0.95 | BWBC02 - AW-KD-b2 - Basement ceiling - concrete basement | 0.023 | 0.95 | EWCE01 - AW-GD - Intermediate ceiling | 0.009 | 0.96 | EWEC01 - AW-AW-AE - Exterior corner - External wall | -0.086 | 0.91 | EWIC01 - AW-AW-IE - Interior corner - External wall | 0.061 | 1 | EWIW01 - AW-IW - Interior wall - External wall | 0.002 | 0.97 | ROEA01 - AW-DA-Tr - Eaves | -0.032 | 0.9 | ROVE01 - AW-DA-Or - Verge | -0.058 | 0.9 | ROIW01 - IW-DA - Interior wall - Roof | 0.022 | 0.96 | [99 empty] | 0422gl03 | Interpane - iplus 3 LS und LST (4/16/:4/16/:4 Ar 90%) | 0.61 | 0.69 | 0598wi03 | Fanzola - 125 PX - Chromat. Ultra | 0.75 | 0.75 | 0.73 | 0.75 | 0.142 | 0.142 | 0.142 | 0.142 | 0.033 | 0.033 | 0.033 | 0.033 | 0.04 | 0.04 | 0.04 | 0.04 |  | 0713vs03 | Buderus - Buderus Logavent HRV2-230 | 82% | 0% | 0.32 | 70 | 230 | 100 | incl. | yes | / | 55.3 | 61.2 | - | [60 empty] | 128 |  | 1 | #VALUE! | 99999 | 363 | 0363 | 54 | FALSE | TRUE | 0542ed03-Urban Front - E98Passiv | 0 | 196 | 0778 | 422 | 0422 | 61 | FALSE | TRUE | 0059wi03-Kowa - KOWA Therm - Thermix | 0 | 149 | 0104 | 598 | 0598 | 107 | FALSE | TRUE | 0754vs03-TROX - X-CASA 500 Comfort | 0 | 227 | 0581 | 713 | 0713 | 29 | FALSE | TRUE |  | 1 | #VALUE! | 99999 | 99999 | 99999 |  | TRUE | TRUE |  | 1 | #VALUE! | 99999 | 99999 | 99999 |  | TRUE | TRUE | EW01- External wall with render insulation | EW02 - External wall with lightweight facade | RO01 - Exposed roof | RO02 - Unexposed roof | FS01 - Floor slab | BW01 - Basement wall heated basement | BC01 - Basement ceiling insulation on top | [13 empty] | 1: EWEC01 - 101_AW_AE - External wall - Exterior corner; 2: EWIC01 - 102_AW_IE - External wall - Interior corner; 3: FSIW01 - IW-BP - Interior wall - Floor slab; 4: BFBW01 - KW-BP - Basement wall - Floor slab; 5: BFIW01 - KIW-BP - Interior wall basement - Floor slab; 6: BCEW01 - AW-KD-u1 - External wall - Basement ceiling (unheated basement - brick); 7: BCEW02 - AW-KD-u2 - External wall - Basement ceiling (unheated basement - concrete); 8: BCIW01 - IW-KD-u2 - Interior wall - Basement ceiling (basement unheated); 9: BWBC01 - AW-KD-b1 - Basement ceiling - brick basement; 10: BWBC02 - AW-KD-b2 - Basement ceiling - concrete basement; 11: EWCE01 - AW-GD - Intermediate ceiling; 12: EWEC01 - AW-AW-AE - Exterior corner - External wall; 13: EWIC01 - AW-AW-IE - Interior corner - External wall; 14: EWIW01 - AW-IW - Interior wall - External wall; 15: ROEA01 - AW-DA-Tr - Eaves; 16: ROVE01 - AW-DA-Or - Verge; 17: ROIW01 - IW-DA - Interior wall - Roof | 0
| 0364ws03 | leipfinger - Unipor W07 CORISO | EW01 - External wall | 0.53 | 0.137 | 0 | EW02 - External wall with render insulation | 0.555 | 0.126 | 0 | BW01 - Basement wall - Ground / brick | 0.505 | 0.14 | 0 | BW02 - Basement wall - Ground / concrete | 0.465 | 0.167 | 0 | RO01 - Inclined roof | 0.465 | 0.097 | 0 | FS01 - Floor slab ground floor | 0.57 | 0.090558 | 0 | BF01 - Floor slab KG | 0.545 | 0.13887 | 0 | BC01 - Basement ceiling | 0.503 | 0.10336 | 0 | BW03 - Basement wall brick | 0.38 | 0.33686 | 0 | BW04 - Basement wall concrete | 0.48 | 0.2961 | 0 | RO02 - Lightweight roof | 0.343 | 0.12784 | 0 | RO03 - Massive roof | 0.51 | 0.11267 | 0 | TC01 - Intermediate ceiling | 0.295 | 0.68241 | 0 | IW01 - partition wall 240 | 0.24 | 1.1677 | 0 | IW02 - inner wall 115 | 0.115 | 1.4077 | 0 | EW05 - Window lintel | 0.4 | 0.15807 | 0 | EW02 - Perimeter wall | 0.39 | 0.16238 | 0 | EW03 - Thermo Schall 375/170 with perimeter insulation | 0.48 | 0.085651 | 0 | EW04 - Thermo Schall 375/170 without perimeter insulation | 0.38 | 0.10899 | 0 |  |  |  |  | FSEW01 - AW-BP - External wall - Floor slab | -0.061 | 0.9 | FSFE01 - AW-BP-Fu - External wall - Floor slab (foundation) | [146 empty] | 0423gl03 | Interpane - iplus 3 LS und LST (4/14/:4/14/:4 Ar 90%) | 0.61 | 0.75 | 0731wi02 | Fanzola - NULL FENSTER - SWISSP. Ultimate | 0.57 | 0.57 | 0.58 | 0.57 | 0.13 | 0.13 | 0.127 | 0.13 | 0.024 | 0.024 | 0.024 | 0.024 | 0.04 | 0.04 | 0.04 | 0.04 |  | 0714vs03 | Buderus - Buderus Logavent HRV2-140 | 82% | 0% | 0.4 | 70 | 140 | 100 | incl. | yes | / | 55.8 | 62.8 | - | [60 empty] | 129 |  | 1 | #VALUE! | 99999 | 364 | 0364 | 55 | FALSE | TRUE | 0138ed03-VARIOTEC - Thermosafe 100 | 0 | 197 | 0798 | 423 | 0423 | 62 | FALSE | TRUE | 0688wi03-Krone Vinduer - HeaCO Wood O - SWISSP. Ultimate | 0 | 150 | 0106 | 731 | 0731 | 108 | FALSE | TRUE | 0657vs03-Vaillant - recoVAIR 360/4 | 0 | 228 | 0582 | 714 | 0714 | 30 | FALSE | TRUE |  | 1 | #VALUE! | 99999 | 99999 | 99999 |  | TRUE | TRUE |  | 1 | #VALUE! | 99999 | 99999 | 99999 |  | TRUE | TRUE | EW01 - External wall | EW02 - External wall with render insulation | BW01 - Basement wall - Ground / brick | BW02 - Basement wall - Ground / concrete | RO01 - Inclined roof | FS01 - Floor slab ground floor | BF01 - Floor slab KG | BC01 - Basement ceiling | BW03 - Basement wall brick | BW04 - Basement wall concrete | RO02 - Lightweight roof | RO03 - Massive roof | TC01 - Intermediate ceiling | IW01 - partition wall 240 | IW02 - inner wall 115 | EW05 - Window lintel | EW02 - Perimeter wall | EW03 - Thermo Schall 375/170 with perimeter insulation | EW04 - Thermo Schall 375/170 without perimeter insulation |  | 1: FSEW01 - AW-BP - External wall - Floor slab; 2: FSFE01 - AW-BP-Fu - External wall - Floor slab (foundation) | 0
| 0365ws03 | lumar-eko - LUMAR PASIV EKO | EW01 - External wall with I-beams | 0.456 | 0.097742 | 0 | RO01 - Rafter roof | 0.554 | 0.09306 | 0 | CC01 - Rafter roof | 0.538 | 0.082043 | 0 | MR01 - Pitched roof | 0.558 | 0.088594 | 0 | MR02 - Pitched roof I-beams | 0.488 | 0.087038 | 0 | FS01 - Floor slab | 0.51 | 0.11723 | 0 | BW01 - Basement wall | 0.55 | 0.14295 | 0 | BC01 - Basement ceiling | 0.47 | 0.14055 | 0 | [48 empty] | EWEC01 - LU_10_AW-AK - Exterior corner - External wall | -0.046 | 0.9 | EWIC01 - LU_11_AW-IK - Interior corner - External wall | -0.057 | 0.94 | EWPA01 - AW (I) 06 PH - Interior wall | 0.01 | 0.95 | EWIC01 - AW (I) 07 PH - Interior corner - External wall | 0.029 | 0.99 | EWCE01 - DE (I) 40 PH - Intermediate floor connexion | 0.014 | 0.99 | BCEW01 - DE (I) 41 PH - External wall - Basement ceiling (unheated basement) | -0.024 | 0.95 | EWBH01 - DE (I) 42 PH - External wall - Basement ceiling (heated basement) | 0.11 | 0.97 | BWIW01 - DE (I) 43 PH - Interior wall basement - Basement wall (unheated) | 0.005 | 0.99 | FSIW01 - DE (I) 46 PH - Interior wall - Floor slab | 0.009 | 0.99 | BFPA01 - DE (I) 47 PH - basement | 0.01 | 0.97 | FSPA01 - DE (I) 49 PH - Floor slab | 0.008 | 0.99 | FSFE01 - DE (I) 50 PH - Strip foundation | -0.056 | 0.97 | FSEW01 - DE (I) 51 PH - Floor slab | -0.044 | 0.95 | ROEA01 - DA (I) 20 PH - Eaves | -0.023 | 0.95 | ROEA02 - DA (I) 22 PH - Eaves - Masonry | -0.024 | 0.97 | FRRP01 - DA (I) 23 PH - Eaves - Flat roof | -0.035 | 0.94 | RORI01 - DA (I) 25 PH - Ridge | -0.03 | 0.97 | ROVE01 - DA (I) 26 PH - Verge - Masonry | -0.063 | 0.95 | ROVE02 - DA (I) 28 PH - Verge | -0.065 | 0.95 | ROPA01 - DA (I) 29 PH - Roof | 0.001 | 0.96 | FRRP02 - DA (I) 30 PH - Flat roof | -0.064 | 0.94 | [87 empty] | 0424gl03 | Interpane - iplus 3 LS und LST clear float (4/16/:4/16/:4 Ar 90%) | 0.63 | 0.69 | 0045wi03 | Fosodeder - Alto Nova / Variotherm - Thermix | 0.76 | 0.76 | 0.76 | 0.76 | 0.148 | 0.148 | 0.148 | 0.148 | 0.035 | 0.035 | 0.035 | 0.035 | 0.04 | 0.04 | 0.04 | 0.04 |  | 0266vs03 | Buderus - Logavent HRV 21 V2 | 86% | 0% | 0.36 | 95 | 160 | 100 | incl. | yes | / | 69.1 | 59.4 | - | [60 empty] | 130 |  | 1 | #VALUE! | 99999 | 365 | 0365 | 56 | FALSE | TRUE | 0526ed03-WindowStar s.r.o. - Passion | 0 | 198 | 0799 | 424 | 0424 | 63 | FALSE | TRUE | 0102wi03-Lang - DUOps - SWISSP. V | 0 | 151 | 0118 | 45 | 0045 | 109 | FALSE | TRUE | 0659vs03-Vaillant - recoVAIR 260/4 | 0 | 229 | 0584 | 266 | 0266 | 31 | FALSE | TRUE |  | 1 | #VALUE! | 99999 | 99999 | 99999 |  | TRUE | TRUE |  | 1 | #VALUE! | 99999 | 99999 | 99999 |  | TRUE | TRUE | EW01 - External wall with I-beams | RO01 - Rafter roof | CC01 - Rafter roof | MR01 - Pitched roof | MR02 - Pitched roof I-beams | FS01 - Floor slab | BW01 - Basement wall | BC01 - Basement ceiling | [12 empty] | 1: EWEC01 - LU_10_AW-AK - Exterior corner - External wall; 2: EWIC01 - LU_11_AW-IK - Interior corner - External wall; 3: EWPA01 - AW (I) 06 PH - Interior wall; 4: EWIC01 - AW (I) 07 PH - Interior corner - External wall; 5: EWCE01 - DE (I) 40 PH - Intermediate floor connexion; 6: BCEW01 - DE (I) 41 PH - External wall - Basement ceiling (unheated basement); 7: EWBH01 - DE (I) 42 PH - External wall - Basement ceiling (heated basement); 8: BWIW01 - DE (I) 43 PH - Interior wall basement - Basement wall (unheated); 9: FSIW01 - DE (I) 46 PH - Interior wall - Floor slab; 10: BFPA01 - DE (I) 47 PH - basement; 11: FSPA01 - DE (I) 49 PH - Floor slab; 12: FSFE01 - DE (I) 50 PH - Strip foundation; 13: FSEW01 - DE (I) 51 PH - Floor slab; 14: ROEA01 - DA (I) 20 PH - Eaves; 15: ROEA02 - DA (I) 22 PH - Eaves - Masonry; 16: FRRP01 - DA (I) 23 PH - Eaves - Flat roof; 17: RORI01 - DA (I) 25 PH - Ridge; 18: ROVE01 - DA (I) 26 PH - Verge - Masonry; 19: ROVE02 - DA (I) 28 PH - Verge; 20: ROPA01 - DA (I) 29 PH - Roof; 21: FRRP02 - DA (I) 30 PH - Flat roof | 0
| 0588ws03 | lumar-energy - LUMAR PASIV Energy | EW01 - External wall | 0.406 | 0.12 | 0 | RO01 - Double pitched roof | 0.432 | 0.108 | 0 | MR01 - Pitched roof | 0.432 | 0.108 | 0 | CC01 - Rafter roof | 0.473 | 0.103 | 0 | BC01 - Basement ceiling | 0.54 | 0.148 | 0 | BW01-Basement wall | 0.55 | 0.146 | 0 | FS01 - Floor slab | 0.53 | 0.143 | 0 | [52 empty] | CCEA01 - 21.0_SD-KB - Rafter roof | -0.042 | 0.96 | MRVE01 - 1.0_PD-GW - Verge | 0.033 | 0.98 | BCEW03 - DE_K_47PH - Basement ceiling - basement GAW (basement unheated) | 0.02 | 0.98 | FSFE01 - DE_K_50PH - Basement ceiling - Strip foundation | -0.058 | 0.91 | FSEW01 - DE_K_51PH - Fully insulated ceiling - der Floor slab | -0.058 | 0.91 | EWIW01 - AW_K_01PH - Interior wall - External wall | 0.005 | 0.96 | EWEC01 - AW_K_02PH - Exterior corner - External wall | -0.052 | 0.9 | EWPA01 - AW_K_06PH - External wall | 0.006 | 0.93 | ROEA01 - DA_K_20PH - Eaves with beams | -0.031 | 0.92 | ROKW01 - DA_K_22PH - Kniestock beams | -0.009 | 0.92 | FRRP01 - DA_K_23PH - Eaves Flat roof | -0.047 | 0.9 | RORI01 - DA_K_24PH - Roof ridge | -0.029 | 0.93 | ROEA02 - DA_K_26PH - Verge - Masonry | -0.046 | 0.91 | ROVE02 - DA_K_28PH - Verge | -0.043 | 0.9 | ROPA01 - DA_K_29PH - Roof - External wall | 0.057 | 0.94 | EWCE01 - DE_K_40PH - Intermediate floor connexion | 0.016 | 0.94 | [102 empty] | 0425gl03 | Interpane - iplus 3 LS und LST clear float (4/14/:4/14/:4 Ar 90%) | 0.63 | 0.75 | 0520wi03 | Fosodeder - Alto Nova 0.78 System 10+12 - SWISSP. V | 0.78 | 0.78 | 0.78 | 0.78 | 0.13 | 0.13 | 0.13 | 0.13 | 0.029 | 0.029 | 0.029 | 0.029 | 0.04 | 0.04 | 0.04 | 0.04 |  | 0267vs03 | Buderus - Logavent HRV 31 | 82% | 0% | 0.41 | 100 | 200 | 100 | incl. | yes | / | 70.5 | 57.7 | - | [60 empty] | 131 |  | 1 | #VALUE! | 99999 | 588 | 0588 | 57 | FALSE | TRUE | 0817as03-WELLHOEFER - Passive House Attic Stairs | 0 | 200 | 0817 | 425 | 0425 | 64 | FALSE | TRUE | 0728wi03-LG Hausys - A100P TT - SWISSP. Ultimate | 0 | 152 | 0119 | 520 | 0520 | 110 | FALSE | TRUE | 0710vs03-recoVAIR 360/4 - Vaillant | 0 | 230 | 0585 | 267 | 0267 | 32 | FALSE | TRUE |  | 1 | #VALUE! | 99999 | 99999 | 99999 |  | TRUE | TRUE |  | 1 | #VALUE! | 99999 | 99999 | 99999 |  | TRUE | TRUE | EW01 - External wall | RO01 - Double pitched roof | MR01 - Pitched roof | CC01 - Rafter roof | BC01 - Basement ceiling | BW01-Basement wall | FS01 - Floor slab | [13 empty] | 1: CCEA01 - 21.0_SD-KB - Rafter roof; 2: MRVE01 - 1.0_PD-GW - Verge; 3: BCEW03 - DE_K_47PH - Basement ceiling - basement GAW (basement unheated); 4: FSFE01 - DE_K_50PH - Basement ceiling - Strip foundation; 5: FSEW01 - DE_K_51PH - Fully insulated ceiling - der Floor slab; 6: EWIW01 - AW_K_01PH - Interior wall - External wall; 7: EWEC01 - AW_K_02PH - Exterior corner - External wall; 8: EWPA01 - AW_K_06PH - External wall; 9: ROEA01 - DA_K_20PH - Eaves with beams; 10: ROKW01 - DA_K_22PH - Kniestock beams; 11: FRRP01 - DA_K_23PH - Eaves Flat roof; 12: RORI01 - DA_K_24PH - Roof ridge; 13: ROEA02 - DA_K_26PH - Verge - Masonry; 14: ROVE02 - DA_K_28PH - Verge; 15: ROPA01 - DA_K_29PH - Roof - External wall; 16: EWCE01 - DE_K_40PH - Intermediate floor connexion | 0
| 0770ws03 | MARLES HISE MARIBOR d.o.o - MEGA PLUS PASIV | EW01 - External wall | 0.39 | 0.104 | 0 | RO01 - Double pitched roof / Pitched roof | 0.457 | 0.099 | 0 | FS01 - Floor slab | 0.51 | 0.14 | 0 | BC01 - Basement ceiling (unheated) | 0.5 | 0.121 | 0 | BW01 - Basement wall (heated) | 0.36 | 0.155 | 0 | [60 empty] | RORI01 - MA01 - Roof ridge | -0.039 | 0.909 | MRVE01 - MA02-1 - Pitched roof - Verge | -0.13 | 0.9 | ROVE01 - Detail 3.0 - Verge | -0.126 | 0.91 | ROEA01 - Detail 4.0 - Eaves | -0.028 | 0.917 | EWEC01 - Detail 5.0 - External wall - Exterior corner | -0.071 | 0.91 | EWIC01 - Detail 6.0 - External wall - Interior corner | 0.038 | 0.97 | EWIW01 - Detail 7.0 - Interior- - External wall | 0 | 0.97 | EWCE01 - Detail 8.0 - Intermediate ceiling | 0.01 | 0.963 | EWEJ01 - Detail 24 - Wall joint element | 0.01 | 0.953 | ROEJ01 - Detail 25 - Wall joint element Roof | 0.01 | 0.953 | FSEW01 - Detail 9.0 - External wall - Floor slab | -0.034 | 0.93 | FSIW01 - Detail 10.0 - Interior wall - Floor slab | 0.007 | 0.97 | EWHB01 - Detail 11.0 - Basement ceiling - External wall / basement heated | -0.009 | 0.927 | BCEW01 - Detail 12.0 - Basement ceiling - External wall / basement unheated | -0.049 | 0.957 | BCIW01 - Detail 13.0 - Interior wall - Basement ceiling | 0.003 | 0.973 | [105 empty] | 0438gl03 | Saint-Gobain Glass Germany - SGG CLIMATOP LUX (4:/14/4/14/:4 Ar 90%) | 0.62 | 0.73 | 0521wi03 | Fosodeder - Alto Nova 0.74 System 10+12 - Thermix | 0.74 | 0.74 | 0.74 | 0.74 | 0.13 | 0.13 | 0.13 | 0.13 | 0.036 | 0.036 | 0.036 | 0.036 | 0.04 | 0.04 | 0.04 | 0.04 |  | 0783vs03 | Dantherm - Dantherm HCC 2 | 93% | 0% | 0.37 | 70 | 140 | 100 | incl. | yes | / | 68.4 | 53.2 | - | [60 empty] | 132 |  | 1 | #VALUE! | 99999 | 770 | 0770 | 58 | FALSE | TRUE |  | 1 | #VALUE! | 99999 | 438 | 0438 | 65 | FALSE | TRUE | 0061wi03-M SORA - NATURA E112 - SWISSP. V | 0 | 153 | 0120 | 521 | 0521 | 111 | FALSE | TRUE | 0711vs03-recoVAIR 360/4 - Vaillant | 0 | 231 | 0586 | 783 | 0783 | 33 | FALSE | TRUE |  | 1 | #VALUE! | 99999 | 99999 | 99999 |  | TRUE | TRUE |  | 1 | #VALUE! | 99999 | 99999 | 99999 |  | TRUE | TRUE | EW01 - External wall | RO01 - Double pitched roof / Pitched roof | FS01 - Floor slab | BC01 - Basement ceiling (unheated) | BW01 - Basement wall (heated) | [15 empty] | 1: RORI01 - MA01 - Roof ridge; 2: MRVE01 - MA02-1 - Pitched roof - Verge; 3: ROVE01 - Detail 3.0 - Verge; 4: ROEA01 - Detail 4.0 - Eaves; 5: EWEC01 - Detail 5.0 - External wall - Exterior corner; 6: EWIC01 - Detail 6.0 - External wall - Interior corner; 7: EWIW01 - Detail 7.0 - Interior- - External wall; 8: EWCE01 - Detail 8.0 - Intermediate ceiling; 9: EWEJ01 - Detail 24 - Wall joint element; 10: ROEJ01 - Detail 25 - Wall joint element Roof; 11: FSEW01 - Detail 9.0 - External wall - Floor slab; 12: FSIW01 - Detail 10.0 - Interior wall - Floor slab; 13: EWHB01 - Detail 11.0 - Basement ceiling - External wall / basement heated; 14: BCEW01 - Detail 12.0 - Basement ceiling - External wall / basement unheated; 15: BCIW01 - Detail 13.0 - Interior wall - Basement ceiling | 0
| 0348ws03 | MERK Timber GmbH - Leno Brettsperrholz | EW01 - External wall 360mm | 0.466 | 0.089518 | 0 | FR01 - Flat roof 300mm | 0.502 | 0.097893 | 0 | RO01 - Roof 400mm | 0.493 | 0.080966 | 0 | FS01 - Floor slab 120mm foam glass bottom under | 0.47 | 0.14911 | 0 | FS02 - Floor slab 400mm foam glass bottom under | 0.665 | 0.15929 | 0 | BW01 - Basement wall 260mm | 0.518 | 0.14815 | 0 | [56 empty] | EWHB01 - AW_L_41PH - External wall - Basement ceiling (heated basement) | -0.019 | 0.97 | EWHB02 - AW_L_41PH - External wall - Basement ceiling (heated basement) | -0.053 | 0.9 | MREA01 - 2.0_PD-AW - Eaves | -0.043 | 0.91 | ROVE01 - 3.0_SD-GW - Verge | -0.053 | 0.91 | ROEA01 - 4.0_SD-AW - Eaves | -0.007 | 0.91 | CCGA01 - 22.0_KB-AW - Verge | -0.062 | 0.9 | EWEC01 - 5.0_AW-AK - Exterior corner | -0.047 | 0.9 | EWIC01 - 6.0_AW-IK - Interior corner | 0.033 | 0.96 | EWIW01 - 7.0_AW-IW - Interior wall | 0.01 | 0.96 | EWCE01 - 8.0_AW-IK - Intermediate ceiling | 0.01 | 0.93 | FSEW01 - 9.0_AW-BP - External wall-Floor slab | -0.054 | 0.74 | FSIW01 - 10.0_IW-BP - Interior wall - Floor slab | 0.006 | 0.96 | EWBH01 - 11.0:AW-GD-KW-be - External wall-Basement ceiling_Basement wall | -0.02 | 0.88 | BCEW01 - 12.0AW-GD-KW-un - External wall-Basement ceiling | -0.038 | 0.81 | BCIW01 - 13.0_IW-KD-un - Interior wall -Basement ceiling | 0.006 | 0.96 | [105 empty] | 0439gl03 | Saint-Gobain Glass Germany - SGG CLIMATOP LUX (4:/16/4/16/:4 Ar 90%) | 0.62 | 0.67 | 0522wi03 | Fosodeder - Alto Nova / System 25 PASSIV - Fase, Soft or Plano - SWISSP. V | 0.8 | 0.8 | 0.8 | 0.8 | 0.125 | 0.125 | 0.125 | 0.125 | 0.029 | 0.029 | 0.029 | 0.029 | 0.04 | 0.04 | 0.04 | 0.04 |  | 0272vs03 | Dantherm - Dantherm HCH 5 | 81% | 0% | 0.27 | 99 | 220 | 100 | incl. | yes | / | 59.2 | 57.8 | - | [60 empty] | 133 |  | 1 | #VALUE! | 99999 | 348 | 0348 | 59 | FALSE | TRUE |  | 1 | #VALUE! | 99999 | 439 | 0439 | 66 | FALSE | TRUE | 0062wi03-M SORA - UDOBJE E112 - TGI | 0 | 154 | 0122 | 522 | 0522 | 112 | FALSE | TRUE | 0729vs03-Vaillant - recoVAIR 150/4 L (R) | 0 | 232 | 0587 | 272 | 0272 | 34 | FALSE | TRUE |  | 1 | #VALUE! | 99999 | 99999 | 99999 |  | TRUE | TRUE |  | 1 | #VALUE! | 99999 | 99999 | 99999 |  | TRUE | TRUE | EW01 - External wall 360mm | FR01 - Flat roof 300mm | RO01 - Roof 400mm | FS01 - Floor slab 120mm foam glass bottom under | FS02 - Floor slab 400mm foam glass bottom under | BW01 - Basement wall 260mm | [14 empty] | 1: EWHB01 - AW_L_41PH - External wall - Basement ceiling (heated basement); 2: EWHB02 - AW_L_41PH - External wall - Basement ceiling (heated basement); 3: MREA01 - 2.0_PD-AW - Eaves; 4: ROVE01 - 3.0_SD-GW - Verge; 5: ROEA01 - 4.0_SD-AW - Eaves; 6: CCGA01 - 22.0_KB-AW - Verge; 7: EWEC01 - 5.0_AW-AK - Exterior corner; 8: EWIC01 - 6.0_AW-IK - Interior corner; 9: EWIW01 - 7.0_AW-IW - Interior wall; 10: EWCE01 - 8.0_AW-IK - Intermediate ceiling; 11: FSEW01 - 9.0_AW-BP - External wall-Floor slab; 12: FSIW01 - 10.0_IW-BP - Interior wall - Floor slab; 13: EWBH01 - 11.0:AW-GD-KW-be - External wall-Basement ceiling_Basement wall; 14: BCEW01 - 12.0AW-GD-KW-un - External wall-Basement ceiling; 15: BCIW01 - 13.0_IW-KD-un - Interior wall -Basement ceiling | 0
| 0346ws03 | Metsä-Wood-Finnframe - FinnFrame-Bausystem | EW01 - External wall Finnjoist FJI 89/300 | 0.404 | 0.12 | 0 | RO01 - Roof Finnjoist FJI 89/300 | 0.344 | 0.14 | 0 | BC01 - Basement ceiling Finnjoist FJI 89/240 | 0.369 | 0.15 | 0 | FS01 - Floor slab PS-hard foam | 0.429 | 0.132 | 0 | EW02 - External wall massive construction | 0.525 | 0.149 | 0 | BW01 - Basement wall unheated basement | 0.475 | 0.161 | 0 | [56 empty] | EWIW01 - AW (I) 01 PH - Interior wall - External wall | 0.002 | 0.98 | EWEC01 - AW (I) 02 PH - Exterior corner - External wall | [146 empty] | 0440gl03 | Saint-Gobain Glass Germany - SGG CLIMATOP LUX (4:/18/4/18/:4 Ar 90%) | 0.62 | 0.62 | 0741wi03 | geka exklusiv GmbH - geka Therm - SWISSP. Ultimate | 0.82 | 0.82 | 0.82 | 0.82 | 0.123 | 0.123 | 0.123 | 0.123 | 0.024 | 0.024 | 0.024 | 0.024 | 0.04 | 0.04 | 0.04 | 0.04 |  | 0273vs03 | Dantherm - Dantherm HCH 8 | 83% | 0% | 0.26 | 135 | 340 | 100 | incl. | yes | / | 63.2 | 58.8 | - | [60 empty] | 134 |  | 1 | #VALUE! | 99999 | 346 | 0346 | 60 | FALSE | TRUE |  | 1 | #VALUE! | 99999 | 440 | 0440 | 67 | FALSE | TRUE | 0612wi03-M SORA - NATURA OPTIMO XLT - SuperSp. Tri-Seal PU | 0 | 155 | 0124 | 741 | 0741 | 113 | FALSE | TRUE | 0785vs03-Vasco bvba - D150 EP II | 0 | 233 | 0591 | 273 | 0273 | 35 | FALSE | TRUE |  | 1 | #VALUE! | 99999 | 99999 | 99999 |  | TRUE | TRUE |  | 1 | #VALUE! | 99999 | 99999 | 99999 |  | TRUE | TRUE | EW01 - External wall Finnjoist FJI 89/300 | RO01 - Roof Finnjoist FJI 89/300 | BC01 - Basement ceiling Finnjoist FJI 89/240 | FS01 - Floor slab PS-hard foam | EW02 - External wall massive construction | BW01 - Basement wall unheated basement | [14 empty] | 1: EWIW01 - AW (I) 01 PH - Interior wall - External wall; 2: EWEC01 - AW (I) 02 PH - Exterior corner - External wall | 0
| 0347ws03 | Metsä-Wood-Kerto - Kerto-Bausystem | EW01 - External wall ventilated (60mm Installation layer) | 0.4 | 0.11934 | 0 | EW02 - External wall ventilated | 0.343 | 0.14271 | 0 | EW03 - External wall | 0.499 | 0.15377 | 0 | RO01 - Roof (30mm Installation layer) | 0.358 | 0.13442 | 0 | RO02 - Roof | 0.373 | 0.14235 | 0 | FR01 - Flat roof | 0.443 | 0.11051 | 0 | BC01 - Basement ceiling | 0.385 | 0.14919 | 0 | FS01 - Floor slab | 0.65 | 0.12774 | 0 | [48 empty] | BCEW01 - DE_K_41PH - Intermediate ceiling - Masonry (basement unheated) | -0.048 | 0.97 | BCEW02 - DE_K_43PH - Basement ceiling - basement (basement unheated) | [146 empty] | 0441gl03 | Saint-Gobain Glass Germany - SGG CLIMATOP LUX II (4:/14/4/14/:4 Ar 90%) | 0.62 | 0.73 | 0579wi03 | Green Building Store - Ecocontract ULTRA - SWISSP. Ultimate | 0.84 | 0.84 | 0.82 | 0.84 | 0.12 | 0.12 | 0.138 | 0.12 | 0.023 | 0.023 | 0.022 | 0.023 | 0.04 | 0.04 | 0.04 | 0.04 |  | 0274vs03 | Dantherm - Dantherm HCV 3 | 80% | 0% | 0.29 | 60 | 140 | 100 | incl. | yes | / | 58.7 | 57.7 | - | [60 empty] | 135 |  | 1 | #VALUE! | 99999 | 347 | 0347 | 61 | FALSE | TRUE |  | 1 | #VALUE! | 99999 | 441 | 0441 | 68 | FALSE | TRUE | 0063wi03-Makrowin - MAKROWIN 88 G2 - SWISSP. V | 0 | 156 | 0129 | 579 | 0579 | 114 | FALSE | TRUE | 0747vs03-Vasco bvba - D275 EP II | 0 | 234 | 0596 | 274 | 0274 | 36 | FALSE | TRUE |  | 1 | #VALUE! | 99999 | 99999 | 99999 |  | TRUE | TRUE |  | 1 | #VALUE! | 99999 | 99999 | 99999 |  | TRUE | TRUE | EW01 - External wall ventilated (60mm Installation layer) | EW02 - External wall ventilated | EW03 - External wall | RO01 - Roof (30mm Installation layer) | RO02 - Roof | FR01 - Flat roof | BC01 - Basement ceiling | FS01 - Floor slab | [12 empty] | 1: BCEW01 - DE_K_41PH - Intermediate ceiling - Masonry (basement unheated); 2: BCEW02 - DE_K_43PH - Basement ceiling - basement (basement unheated) | 0
| 0746ws03 | ModCell - ModCell Core Passiv | EW01 - External wall | 0.49 | 0.122 | 0 | RO01 - Roof | 0.49 | 0.149 | 0 | BC01 - Basement ceiling (unheated) | 0.415 | 0.181 | 0 | FS01 - Floor slab | 0.685 | 0.118 | 0 | BW01 - Basement wall (heated) | 0.34 | 0.237 | 0 | [60 empty] | RORI01 - Detail 1.0 - Roof ridge | -0.082 | 0.903 | MRRI01 - Detail 2.0 - Pitched roof | [146 empty] | 0442gl03 | Saint-Gobain Glass Germany - SGG CLIMATOP LUX II (4:/16/4/16/:4 Ar 90%) | 0.62 | 0.67 | 0042wi03 | Gutmann - MIRA therm 08 - PH 78 - Thermix | 0.74 | 0.74 | 0.76 | 0.74 | 0.128 | 0.128 | 0.128 | 0.128 | 0.036 | 0.036 | 0.036 | 0.036 | 0.04 | 0.04 | 0.04 | 0.04 |  | 0275vs03 | Dantherm - Dantherm HCV 5 | 81% | 0% | 0.27 | 99 | 220 | 100 | incl. | yes | / | 59.2 | 57.8 | - | [60 empty] | 136 |  | 1 | #VALUE! | 99999 | 746 | 0746 | 62 | FALSE | TRUE |  | 1 | #VALUE! | 99999 | 442 | 0442 | 69 | FALSE | TRUE | 0499wi03-Marles - MEGA PASIV-P with Vivaprofil - SuperSp. Tri-Seal | 0 | 157 | 0132 | 42 | 0042 | 115 | FALSE | TRUE | 0501vs03-Vasco bvba - D400EP | 0 | 235 | 0599 | 275 | 0275 | 37 | FALSE | TRUE |  | 1 | #VALUE! | 99999 | 99999 | 99999 |  | TRUE | TRUE |  | 1 | #VALUE! | 99999 | 99999 | 99999 |  | TRUE | TRUE | EW01 - External wall | RO01 - Roof | BC01 - Basement ceiling (unheated) | FS01 - Floor slab | BW01 - Basement wall (heated) | [15 empty] | 1: RORI01 - Detail 1.0 - Roof ridge; 2: MRRI01 - Detail 2.0 - Pitched roof | 0
| 0336ws03 | rihter - Rihter Pasiv | RO01 - Roof | 0.475 | 0.106 | 0 | EW01 - External wall | 0.47 | 0.093 | 0 | FS01 - Floor slab | 0.66 | 0.131 | 0 | BC01 - Basement ceiling | 0.44 | 0.208 | 0 | [64 empty] | RORI01 - Rihter_01_FI - Ridge | -0.029 | 0.903 | MRRI01 - Rihter_02_PD_AW - Pitched roof - External wall | [146 empty] | 0443gl03 | Saint-Gobain Glass Germany - SGG CLIMATOP LUX II (4:/18/4/18/:4 Ar 90%) | 0.62 | 0.62 | 0600wi03 | Hebei Orient Sundar - Passive 130 - Thermix N | 0.74 | 0.74 | 0.74 | 0.74 | 0.13 | 0.13 | 0.13 | 0.13 | 0.034 | 0.034 | 0.034 | 0.034 | 0.04 | 0.04 | 0.04 | 0.04 |  | 0704vs03 | aerosilent stratos - Drexel und Weiss | 83% | 0% | 0.32 | 113 | 194 | 100 | incl. | yes | / | 60.5 | 42.7 | [61 empty] | 137 |  | 1 | #VALUE! | 99999 | 336 | 0336 | 63 | FALSE | TRUE |  | 1 | #VALUE! | 99999 | 443 | 0443 | 70 | FALSE | TRUE | 0781wi03-Marles - LF Supreme Solution + Vivaprofil - SWISSP. Ultimate | 0 | 158 | 0138 | 600 | 0600 | 116 | FALSE | TRUE | 0279vs03-Ventilair Group Deutschland GmbH - Fox Comfort Plus | 0 | 236 | 0602 | 704 | 0704 | 38 | FALSE | TRUE |  | 1 | #VALUE! | 99999 | 99999 | 99999 |  | TRUE | TRUE |  | 1 | #VALUE! | 99999 | 99999 | 99999 |  | TRUE | TRUE | RO01 - Roof | EW01 - External wall | FS01 - Floor slab | BC01 - Basement ceiling | [16 empty] | 1: RORI01 - Rihter_01_FI - Ridge; 2: MRRI01 - Rihter_02_PD_AW - Pitched roof - External wall | 0
| 0807ws03 | RockCell - RockCell Passive-Detail-Set | EW01 - Außenwand | 0.527 | 0.109 | 0 | RO01 - Satteldach / Pultdach | 0.52 | 0.081 | 0 | FS01 - Bodenplatte | 0.825 | 0.111 | 0 | BW01 - Kellerwand an beheiztem Keller (KWb) | 0.445 | 0.131 | 0 | BC01 - Kellerdecke (unbeheizt) | 0.555 | 0.143 | 0 | [60 empty] | MRRI - RC-02 - Pitched roof - Highest point | -0.069 | 0.95 | ROVE01 - RC-03 - Double pitched roof - Verge | -0.046 | 0.92 | EWEC01 - ET_03_AK-AW - External corner - External wall | -0.065 | 0.943 | EWIC01 - ET_04_IK-AW - Interior corner - External wall | 0.037 | 0.983 | EWIW01 - ET_05_IW-AW - Interior wall - External wall | 0 | 0.957 | EWCE01 - ET_06_GD-AW - External wall - External wall | 0 | 0.983 | FSEW01 - ET_07_AW-BP - External wall - Floor slab | -0.056 | 0.863 | FSIW01 - ET_08_IW-BP - foundation Interior wall - Floor slab | -0.003 | 0.983 | [126 empty] | 0474gl03 | Saint-Gobain Glass Germany - SGG PLANITHERM ULTRA N (4:/12/4/12/:4 Ar 90%) | 0.5 | 0.72 | 0639wi03 | Hebei Orient Sundar - Passive D125 - SWISSP. Ultimate | 0.71 | 0.71 | 0.69 | 0.71 | 0.111 | 0.111 | 0.13 | 0.111 | 0.023 | 0.023 | 0.023 | 0.023 | 0.04 | 0.04 | 0.04 | 0.04 |  | 0482vs03 | Drexel und Weiss - aerosilent bianco | 87% | 0% | 0.29 | 74 | 116 | 100 | incl. | yes | / | 54.3 | 59.4 | - | [60 empty] | 138 |  | 1 | #VALUE! | 99999 | 807 | 0807 | 64 | FALSE | TRUE |  | 1 | #VALUE! | 99999 | 474 | 0474 | 71 | FALSE | TRUE | 0763wi03-MINCO - BRENUS - SWISSP. Ultimate | 0 | 159 | 0139 | 639 | 0639 | 117 | FALSE | TRUE | 0681vs03-Viessmann - Vitovent 300-C H32S A150 | 0 | 237 | 0603 | 482 | 0482 | 39 | FALSE | TRUE |  | 1 | #VALUE! | 99999 | 99999 | 99999 |  | TRUE | TRUE |  | 1 | #VALUE! | 99999 | 99999 | 99999 |  | TRUE | TRUE | EW01 - Außenwand | RO01 - Satteldach / Pultdach | FS01 - Bodenplatte | BW01 - Kellerwand an beheiztem Keller (KWb) | BC01 - Kellerdecke (unbeheizt) | [15 empty] | 1: MRRI - RC-02 - Pitched roof - Highest point; 2: ROVE01 - RC-03 - Double pitched roof - Verge; 3: EWEC01 - ET_03_AK-AW - External corner - External wall; 4: EWIC01 - ET_04_IK-AW - Interior corner - External wall; 5: EWIW01 - ET_05_IW-AW - Interior wall - External wall; 6: EWCE01 - ET_06_GD-AW - External wall - External wall; 7: FSEW01 - ET_07_AW-BP - External wall - Floor slab; 8: FSIW01 - ET_08_IW-BP - foundation Interior wall - Floor slab | 0
| 0367ws03 | rockwool - Rockshell | EW01 - External wall | 0.321 | 0.15 | 0 | FS01 - Floor slab | 0.378 | 0.15087 | 0 | BC01 - Basement ceiling - unheated basement | 0.482 | 0.15466 | 0 | BC02 - Basement ceiling - heated basement | 0.524 | 0.22544 | 0 | RO01 - Roof | 0.351 | 0.12065 | 0 | TC01 - top floor ceiling - unheated Roofraum | 0.371 | 0.10769 | 0 | MR01 - Pitched roof | 0.461 | 0.090066 | 0 | [52 empty] | FSEW01 - RS01_AW_BP - External wall - Floor slab | -0.037 | 0.9 | BCEW01 - RS02_AW_unbK - External wall - Basement ceiling (unheated basement) | -0.085 | 0.91 | ROVE01 - Rihter_03_DA_AW_OR - Roof External wall Verge | -0.056 | 0.9 | ROEA01 - Rihter_04_DA_AW_TR - Roof Eaves | -0.014 | 0.97 | EWEC01 - Rihter_05_AK_AW - Exterior corner der External wall | -0.053 | 0.92 | EWIC01 - Rihter_06_IK_AW - Interior corner der External wall | 0.024 | 0.973 | EWIW01 - Rihter_07_IW_AW - Interior wall - External wall | 0.004 | 0.963 | EWCE01 - Rihter_08_AW_GD - Intermediate ceiling - External wall | 0.008 | 0.953 | FSEW01 - Rihter_09_AW_BP - External wall - Floor slab | -0.037 | 0.94 | FSIW01 - Rihter_10_IW_BP - Interior wall - Floor slab | 0.006 | 0.983 | EWHB01 - Rihter_11_AW_KD_BEH - External wall - Basement ceiling - heated basement | 0.01 | 0.953 | BCEW01 - Rihter_12_AW_KD_UNB - External wall - Basement ceiling - unheated basement | -0.022 | 0.94 | BCIW01 - Rihter_13_IW-KD_UNB - Interior wall - Basement ceiling - unheated basement | 0.019 | 0.977 | [111 empty] | 0475gl03 | Saint-Gobain Glass Germany - SGG PLANITHERM ULTRA N (4:/14/4/14/:4 Ar 90%) | 0.5 | 0.64 | 0629wi03 | HER-WIN - Hermine 66 - SWISSP. Ultimate | 0.6 | 0.6 | 0.59 | 0.6 | 0.104 | 0.104 | 0.134 | 0.104 | 0.025 | 0.025 | 0.025 | 0.025 | 0.04 | 0.04 | 0.04 | 0.04 |  | 0276vs03 | Drexel und Weiss - aerosilent-topo | 76% | 0% | 0.31 | 120 | 160 | 100 | incl. | yes | / | 50 | 49 | - | [60 empty] | 139 |  | 1 | #VALUE! | 99999 | 367 | 0367 | 65 | FALSE | TRUE |  | 1 | #VALUE! | 99999 | 475 | 0475 | 72 | FALSE | TRUE | 0498wi03-Mizarstvo Semrl - TIP 92 PASIV with Vivaprofil - SuperSp. Tri-Seal | 0 | 160 | 0140 | 629 | 0629 | 118 | FALSE | TRUE | 0532vs03-Viessmann - Vitovent 300-W HR A300 | 0 | 238 | 0604 | 276 | 0276 | 40 | FALSE | TRUE |  | 1 | #VALUE! | 99999 | 99999 | 99999 |  | TRUE | TRUE |  | 1 | #VALUE! | 99999 | 99999 | 99999 |  | TRUE | TRUE | EW01 - External wall | FS01 - Floor slab | BC01 - Basement ceiling - unheated basement | BC02 - Basement ceiling - heated basement | RO01 - Roof | TC01 - top floor ceiling - unheated Roofraum | MR01 - Pitched roof | [13 empty] | 1: FSEW01 - RS01_AW_BP - External wall - Floor slab; 2: BCEW01 - RS02_AW_unbK - External wall - Basement ceiling (unheated basement); 3: ROVE01 - Rihter_03_DA_AW_OR - Roof External wall Verge; 4: ROEA01 - Rihter_04_DA_AW_TR - Roof Eaves; 5: EWEC01 - Rihter_05_AK_AW - Exterior corner der External wall; 6: EWIC01 - Rihter_06_IK_AW - Interior corner der External wall; 7: EWIW01 - Rihter_07_IW_AW - Interior wall - External wall; 8: EWCE01 - Rihter_08_AW_GD - Intermediate ceiling - External wall; 9: FSEW01 - Rihter_09_AW_BP - External wall - Floor slab; 10: FSIW01 - Rihter_10_IW_BP - Interior wall - Floor slab; 11: EWHB01 - Rihter_11_AW_KD_BEH - External wall - Basement ceiling - heated basement; 12: BCEW01 - Rihter_12_AW_KD_UNB - External wall - Basement ceiling - unheated basement; 13: BCIW01 - Rihter_13_IW-KD_UNB - Interior wall - Basement ceiling - unheated basement | 0
| 0472ws03 | steico - STEICO-Bausystem | EW01 - External wall | 0.369 | 0.118 | 0 | RO01 - Double pitched roof | 0.365 | 0.125 | 0 | BC01 - Basement ceiling | 0.4505 | 0.1152 | 0 | BW01 - basement External wall | 0.51 | 0.1456 | 0 | [64 empty] | RORI01 - STEICO_01_130111 - Ridge | -0.027 | 0.95 | ROEA01 - STEICO_02_130111 - Eaves | -0.076 | 0.91 | ROVE01 - DA_056 303 - Verge | -0.05 | 0.95 | ROEA01 - DA_046 104 - Eaves | -0.011 | 0.95 | EWEC01 - AW_016 201 - Exterior corner | -0.048 | 0.95 | EWIC01 - AW_016 202 - Interior corner | 0.019 | 0.97 | EWIW01 - AW_016 102 - Interior wall - External wall | 0 | 0.97 | EWCE01 - AW_086 101 - Intermediate floor connexion | 0.002 | 0.97 | FSEW01 - SO_036 101 - External wall - Floor slab | -0.099 | 0.82 | FSIW01 - SO_026 411 - Interior wall - Floor slab | 0.002 | 0.94 | EWHB01 - SO_026 201 - External wall - Basement ceiling, heated | 0.006 | 0.96 | BCEW01 - SO_026 302 - External wall - Basement ceiling, unheated | -0.005 | 0.9 | BCIW01 - SO_026 401 - Interior wall - Basement ceiling | 0.085 | 0.96 | [111 empty] | 0476gl03 | Saint-Gobain Glass Germany - SGG PLANITHERM ULTRA N (4:/16/4/16/:4 Ar 90%) | 0.5 | 0.58 | 0036wi03 | Hilzinger FBS - VADB-Plus 550+ - TPS | 0.6 | 0.6 | 0.59 | 0.6 | 0.075 | 0.075 | 0.1 | 0.075 | 0.025 | 0.025 | 0.025 | 0.025 | 0.04 | 0.04 | 0.04 | 0.04 |  | 0695vs03 | Enervent - LTR-2 eco EC (DP) | 80% | 56% | 0.44 | 118 | 166 | 100 | incl. | yes | / | 63.5 | 51.9 | - | [60 empty] | 140 |  | 1 | #VALUE! | 99999 | 472 | 0472 | 66 | FALSE | TRUE |  | 1 | #VALUE! | 99999 | 476 | 0476 | 73 | FALSE | TRUE | 0721wi03-Moll - thermoll-Passivhausfenster - SWISSP. V | 0 | 161 | 0155 | 36 | 0036 | 119 | FALSE | TRUE | 0519vs03-Viessmann - Vitovent 300-W HR A400 | 0 | 239 | 0630 | 695 | 0695 | 41 | FALSE | TRUE |  | 1 | #VALUE! | 99999 | 99999 | 99999 |  | TRUE | TRUE |  | 1 | #VALUE! | 99999 | 99999 | 99999 |  | TRUE | TRUE | EW01 - External wall | RO01 - Double pitched roof | BC01 - Basement ceiling | BW01 - basement External wall | [16 empty] | 1: RORI01 - STEICO_01_130111 - Ridge; 2: ROEA01 - STEICO_02_130111 - Eaves; 3: ROVE01 - DA_056 303 - Verge; 4: ROEA01 - DA_046 104 - Eaves; 5: EWEC01 - AW_016 201 - Exterior corner; 6: EWIC01 - AW_016 202 - Interior corner; 7: EWIW01 - AW_016 102 - Interior wall - External wall; 8: EWCE01 - AW_086 101 - Intermediate floor connexion; 9: FSEW01 - SO_036 101 - External wall - Floor slab; 10: FSIW01 - SO_026 411 - Interior wall - Floor slab; 11: EWHB01 - SO_026 201 - External wall - Basement ceiling, heated; 12: BCEW01 - SO_026 302 - External wall - Basement ceiling, unheated; 13: BCIW01 - SO_026 401 - Interior wall - Basement ceiling | 0
| 0369ws03 | stotherm-classic - StoTherm Classic für Passivhäuser | EW01 - External wall WLG032 | 0.395 | 0.15 | 0 | EW02 - External wall WLG035 | 0.495 | 0.11163 | 0 | EW03 - External wall WLG040 | 0.495 | 0.12679 | 0 | RO01 - Roof (light) | 0.325 | 0.13184 | 0 | FR01 - Roof (Massive roof/Terrace) | 0.52 | 0.097321 | 0 | FS01 - Floor slab | 0.62 | 0.13039 | 0 | TC01 - Basement ceiling | 0.62 | 0.13 | 0 | [52 empty] | EWHB01 - PH100 - External wall - Basement ceiling (heated basement) | 0 | 0.99 | EWHB02 - PH100 - External wall - Basement ceiling (heated basement) | -0.18 | 0.93 | ROVE01 - STEICO_03_130111 - Verge | -0.05 | 0.9 | EWEC01 - STEICO_04_130111 - Exterior corner | -0.041 | 0.9 | EWIC01 - STEICO_05_130111 - Interior corner | 0.039 | 0.96 | EWIW01 - STEICO_06_130111 - Interior- - External wall | 0.004 | 0.96 | EWCE01 - STEICO_07_130111 - Intermediate floor connexion | 0.01 | 0.94 | BCEW01 - STEICO_08_130111 - External wall Basement ceiling | -0.09 | 0.93 | EWHB01 - STEICO_15_130111 - External wall - Basement wall | -0.034 | 0.94 | BCIW01 - STEICO_09_130111 - Interior wall - Basement ceiling | -0.034 | 0.94 | [120 empty] | 0477gl03 | Saint-Gobain Glass Germany - SGG PLANITHERM ULTRA N (4:/18/4/18/:4 Ar 90%) | 0.5 | 0.53 | 0037wi03 | Hilzinger FBS - VADB-Plus 550 - TPS | 0.64 | 0.64 | 0.68 | 0.64 | 0.075 | 0.075 | 0.1 | 0.075 | 0.026 | 0.026 | 0.024 | 0.026 | 0.04 | 0.04 | 0.04 | 0.04 |  | 0252vs03 | Enervent - Pelican eco ED (DP) | 85% | 47% | 0.44 | 214 | 306 | 100 | incl. | no | / | 60.5 | 39.8 | - | [60 empty] | 141 |  | 1 | #VALUE! | 99999 | 369 | 0369 | 67 | FALSE | TRUE |  | 1 | #VALUE! | 99999 | 477 | 0477 | 74 | FALSE | TRUE | 0618wi03-MSM - Passive MSM - SWISSP. Ultimate | 0 | 162 | 0156 | 37 | 0037 | 120 | FALSE | TRUE | 0110vs03-Viessmann - Vitovent 300-F | 0 | 240 | 0641 | 252 | 0252 | 42 | FALSE | TRUE |  | 1 | #VALUE! | 99999 | 99999 | 99999 |  | TRUE | TRUE |  | 1 | #VALUE! | 99999 | 99999 | 99999 |  | TRUE | TRUE | EW01 - External wall WLG032 | EW02 - External wall WLG035 | EW03 - External wall WLG040 | RO01 - Roof (light) | FR01 - Roof (Massive roof/Terrace) | FS01 - Floor slab | TC01 - Basement ceiling | [13 empty] | 1: EWHB01 - PH100 - External wall - Basement ceiling (heated basement); 2: EWHB02 - PH100 - External wall - Basement ceiling (heated basement); 3: ROVE01 - STEICO_03_130111 - Verge; 4: EWEC01 - STEICO_04_130111 - Exterior corner; 5: EWIC01 - STEICO_05_130111 - Interior corner; 6: EWIW01 - STEICO_06_130111 - Interior- - External wall; 7: EWCE01 - STEICO_07_130111 - Intermediate floor connexion; 8: BCEW01 - STEICO_08_130111 - External wall Basement ceiling; 9: EWHB01 - STEICO_15_130111 - External wall - Basement wall; 10: BCIW01 - STEICO_09_130111 - Interior wall - Basement ceiling | 0
| 0523ws03 | tegl - Egernsund Tegl - Passivhus System +C | EW01 - External wall | 0.413 | 0.126 | 0 | TC01 - Ceiling - Cold roof | 0.441 | 0.085 | 0 | FS01 - Floor slab | 0.494 | 0.099 | 0 | [68 empty] | ROVE01 - ET_01_DA_AW_OR - Roof - Verge | -0.021 | 0.893 | ROEA01 - ET_02_DA_AW-TR - Roof - Eaves | [146 empty] | 0478gl03 | Saint-Gobain Glass Germany - SGG PLANITHERM ULTRA N II (4:/12/4/12/:4 Ar 90%) | 0.5 | 0.72 | 0402wi03 | Hueck - Lambda duo 120 - SWISSP. V | 0.8 | 0.8 | 0.83 | 0.8 | 0.109 | 0.109 | 0.109 | 0.109 | 0.029 | 0.029 | 0.028 | 0.029 | 0.04 | 0.04 | 0.04 | 0.04 |  | 0231vl03 | GEA - Com4mini 750 | 82% | 0% | 0.45 | 280 | 460 | 100 | incl. | yes | / | 65.7 | 56.8 | - | [60 empty] | 142 |  | 1 | #VALUE! | 99999 | 523 | 0523 | 68 | FALSE | TRUE |  | 1 | #VALUE! | 99999 | 478 | 0478 | 75 | FALSE | TRUE | 0064wi03-Munster Joinery - PassiV Future Proof - SuperSp. Tri-Seal PU | 0 | 163 | 0157 | 402 | 0402 | 121 | FALSE | TRUE | 0321vs03-Wernig - G90-160 | 0 | 241 | 0650 | 231 | 0231 | 43 | FALSE | TRUE |  | 1 | #VALUE! | 99999 | 99999 | 99999 |  | TRUE | TRUE |  | 1 | #VALUE! | 99999 | 99999 | 99999 |  | TRUE | TRUE | EW01 - External wall | TC01 - Ceiling - Cold roof | FS01 - Floor slab | [17 empty] | 1: ROVE01 - ET_01_DA_AW_OR - Roof - Verge; 2: ROEA01 - ET_02_DA_AW-TR - Roof - Eaves | 0
| 0371ws03 | vpg - VST Passivhaus-Verbundschalungssystem | EW01 - External wall - Exterior air | 0.46 | 0.11693 | 0 | EW02 - External wall - Ground | 0.49 | 0.13759 | 0 | RO01 - Roof 80/200 | 0.347 | 0.15318 | 0 | RO02 - Roof 160/160 | 0.387 | 0.14162 | 0 | RO03 - Double pitched roof - concrete construction | 0.57 | 0.10413 | 0 | MR01 - Pitched roof - concrete construction | 0.52 | 0.10527 | 0 | BC01 - Basement ceiling unheated basement, variant A | 0.535 | 0.10948 | 0 | BC02 - Basement ceiling unheated basement, variant B | 0.555 | 0.1052 | 0 | FS01 - Floor slab variant 1 without foundation | 0.685 | 0.13841 | 0 | FS02 - Floor slab variant 2 with foundation | 0.595 | 0.1391 | 0 | FS03 - Floor slab variant 3 foam glass granulate | 0.775 | 0.20088 | 0 | [36 empty] | RORI01 - VST_01a_DA-FI_SD - Ridge | -0.033 | 0.96 | RORI02 - VST_01b_DA-FI_ZI - Ridge | 0.008 | 0.928 | EWEC01 - EWec - Exterior corner | -0.059 | 0.889 | EWIC01 - EWic - Interior corner | 0.026 | 0.979 | EWIW01 - EW-IW - Interior wall | 0 | 0.959 | EWEJ01 - EWco - Wall joint element | 0.002 | 0.96 | ROEA01 - ROea - Eaves | -0.029 | 0.943 | RORI01 - ROri - Ridge | -0.047 | 0.949 | ROVE01 - RVve - Verge | -0.068 | 0.916 | [123 empty] | 0479gl03 | Saint-Gobain Glass Germany - SGG PLANITHERM ULTRA N II (4:/14/4/14/:4 Ar 90%) | 0.5 | 0.64 | 0048wi03 | Iida - Opus - SWISSP. V BU | 0.88 | 0.88 | 0.81 | 0.81 | 0.091 | 0.091 | 0.091 | 0.091 | 0.02 | 0.02 | 0.02 | 0.02 | 0.04 | 0.04 | 0.04 | 0.04 |  | 0278vs03 | Genvex A/S - GES Energy Opt100 | 81% | 0% | 0.39 | 74 | 184 | 100 | incl. | yes | / | 61.1 | 51.4 | - | [60 empty] | 143 |  | 1 | #VALUE! | 99999 | 371 | 0371 | 69 | FALSE | TRUE |  | 1 | #VALUE! | 99999 | 479 | 0479 | 76 | FALSE | TRUE | 0065wi03-Munster Joinery - EcoClad 120+ - SuperSp. Tri-Seal PU | 0 | 164 | 0158 | 48 | 0048 | 122 | FALSE | TRUE | 0322vs03-Wernig - G90-160 enthalpy | 0 | 242 | 0651 | 278 | 0278 | 44 | FALSE | TRUE |  | 1 | #VALUE! | 99999 | 99999 | 99999 |  | TRUE | TRUE |  | 1 | #VALUE! | 99999 | 99999 | 99999 |  | TRUE | TRUE | EW01 - External wall - Exterior air | EW02 - External wall - Ground | RO01 - Roof 80/200 | RO02 - Roof 160/160 | RO03 - Double pitched roof - concrete construction | MR01 - Pitched roof - concrete construction | BC01 - Basement ceiling unheated basement, variant A | BC02 - Basement ceiling unheated basement, variant B | FS01 - Floor slab variant 1 without foundation | FS02 - Floor slab variant 2 with foundation | FS03 - Floor slab variant 3 foam glass granulate | [9 empty] | 1: RORI01 - VST_01a_DA-FI_SD - Ridge; 2: RORI02 - VST_01b_DA-FI_ZI - Ridge; 3: EWEC01 - EWec - Exterior corner; 4: EWIC01 - EWic - Interior corner; 5: EWIW01 - EW-IW - Interior wall; 6: EWEJ01 - EWco - Wall joint element; 7: ROEA01 - ROea - Eaves; 8: RORI01 - ROri - Ridge; 9: ROVE01 - RVve - Verge | 0
| 0372ws03 | wolf - Wolf-Thermo-Module | EW01 - External wall | 0.4475 | 0.10473 | 0 | RO01 - Roof | 0.475 | 0.096511 | 0 | FS01 - Floor slab 250 | 0.585 | 0.11987 | 0 | FS02 - Floor slab 300 | 0.635 | 0.10234 | 0 | BC01 - Basement ceiling | 0.488 | 0.12103 | 0 | [60 empty] | EWIC01 - WTM_12_IK-AW - Interior corner - External wall | 0.022 | 0.98 | EWEC01 - WTM_11_AK-AW - Exterior corner - External wall | [146 empty] | 0480gl03 | Saint-Gobain Glass Germany - SGG PLANITHERM ULTRA N II (4:/16/4/16/:4 Ar 90%) | 0.5 | 0.58 | 0775wi03 | Jiangsu Top Composite - GRPU100 - SWISSP. Ultimate BU | 0.75 | 0.75 | 0.75 | 0.75 | 0.136 | 0.136 | 0.136 | 0.136 | 0.022 | 0.022 | 0.022 | 0.022 | 0.04 | 0.04 | 0.04 | 0.04 |  | 0277vs03 | Genvex A/S - GE Energy 1 | 76% | 0% | 0.37 | 114 | 197 | 100 | incl. | yes | / | 66.1 | 59.3 | - | [60 empty] | 144 |  | 1 | #VALUE! | 99999 | 372 | 0372 | 70 | FALSE | TRUE |  | 1 | #VALUE! | 99999 | 480 | 0480 | 77 | FALSE | TRUE | 0335wi03-Munster Joinery - Passiv AluP+ - SuperSp. Tri-Seal | 0 | 165 | 0159 | 775 | 0775 | 123 | FALSE | TRUE | 0319vs03-Wernig - Comfort Vent G 90-200 | 0 | 243 | 0652 | 277 | 0277 | 45 | FALSE | TRUE |  | 1 | #VALUE! | 99999 | 99999 | 99999 |  | TRUE | TRUE |  | 1 | #VALUE! | 99999 | 99999 | 99999 |  | TRUE | TRUE | EW01 - External wall | RO01 - Roof | FS01 - Floor slab 250 | FS02 - Floor slab 300 | BC01 - Basement ceiling | [15 empty] | 1: EWIC01 - WTM_12_IK-AW - Interior corner - External wall; 2: EWEC01 - WTM_11_AK-AW - Exterior corner - External wall | 0
|  | (fs: floor slab system) Floor slab system, certified: | [80 empty] | (fs: floor slab system) Floor slab system, certified: | [149 empty] | 0481gl03 | Saint-Gobain Glass Germany - SGG PLANITHERM ULTRA N II (4:/18/4/18/:4 Ar 90%) | 0.5 | 0.53 | 0535wi03 | Josko - Platin Passiv - SuperSp. Tri-Seal | 0.84 | 0.84 | 0.82 | 0.84 | 0.112 | 0.112 | 0.142 | 0.112 | 0.022 | 0.022 | 0.024 | 0.022 | 0.04 | 0.04 | 0.04 | 0.04 |  | 0630vs03 | Glen Dimplex - ZL 150 | 83% | 0% | 0.28 | 70 | 115 | 100 | incl. | yes | / | 50.7 | 41.1 | - | [60 empty] | 145 |  | 1 | #VALUE! | 99999 | 99999 | 99999 |  | TRUE | TRUE |  | 1 | #VALUE! | 99999 | 481 | 0481 | 78 | FALSE | TRUE | 0462wi03-Munster Joinery - Passiv Aluclad T&T - SuperSp. Tri-Seal | 0 | 166 | 0160 | 535 | 0535 | 124 | FALSE | TRUE | 0320vs03-Wernig - Comfort Vent G 90-380 | 0 | 244 | 0653 | 630 | 0630 | 46 | FALSE | TRUE |  | 1 | #VALUE! | 99999 | 99999 | 99999 |  | TRUE | TRUE |  | 1 | #VALUE! | 99999 | 99999 | 99999 |  | TRUE | TRUE | [20 empty] | 1: (fs: floor slab system) Floor slab system, certified: | 0
| 0374fs03 | DOW - DOW Passivhaus Fundamentplattendämmsystem | FS01 - Foundation plate (Roofmate SL-A:240mm): 2 layers | 0.54 | 0.155 | 0 | FS02 - Foundation plate (Roofmate SL-A:330mm): 3 layers | 0.6 | 0.125 | 0 | FS03 - Foundation plate (Floormate 500-A/700-A:240mm): 2 layers | 0.54 | 0.159 | 0 | FS04 - Foundation plate (Floormate 500-A/700-A:300mm): 3 layers | 0.6 | 0.128 | 0 | BW01 - Basement wall (Xenergy SL:160mm): 1 layer | 0.46 | 0.216 | 0 | EW01 - External wall (lightweight construction) | 0.451 | 0.111 | 0 | EW02 - External wall (massive construction-WDVS) | 0.565 | 0.126 | 0 | [52 empty] | FSEW01 - DOW_1_1.1_RM_240 - Foundation plate - External wall (lightweight construction) - Roofmate SL-A; 240 mm: 2 layers | -0.028 | 0.912 | FSEW02 - DOW_1_1.2_RM_300 - Foundation plate - External wall (lightweight construction) - Roofmate SL-A; 300 mm: 3 layers | -0.023 | 0.917 | FSEW03 - DOW_1_1.3_FM_240 - Foundation plate - External wall (lightweight construction) - Floormate 500-A/700-A; 240 mm: 2 layers | -0.026 | 0.915 | FSEW04 - DOW_1_1.4_FM_300 - Foundation plate - External wall (lightweight construction) - Floormate 500-A/700-A; 300 mm: 3 layers | -0.021 | 0.92 | FSEW05 - DOW_1_1.5_RM_240 - Foundation plate - External wall (lightweight construction) - Roofmate SL-A; 240 mm: 2 layers | 0.001 | 0.909 | FSEW06 - DOW_1_1.6_RM_300 - Foundation plate - External wall (lightweight construction) - Roofmate SL-A; 300 mm: 3 layers | 0.005 | 0.907 | FSEW07 - DOW_1_1.7_FM_240 - Foundation plate - External wall (lightweight construction) - Floormate 500-A/700-A; 240 mm: 2 layers | 0.002 | 0.9 | FSEW08 - DOW_1_1.8_FM_300 - Foundation plate - External wall (lightweight construction) - Floormate 500-A/700-A; 300 mm: 3 layers | 0.007 | 0.905 | FSEW09 - DOW_1_2.1_RM_240 - Foundation plate - External wall (massive construction) - Roofmate SL-A; 240 mm: 2 layers | -0.048 | 0.933 | FSEW10 - DOW_1_2.2_RM_300 - Foundation plate - External wall (massive construction) - Roofmate SL-A; 300 mm: 3 layers | -0.045 | 0.937 | FSEW11 - DOW_1_2.3_FM_240 - Foundation plate - External wall (massive construction) - Floormate 500-A/700-A; 240 mm: 2 layers | -0.046 | 0.933 | FSEW12 - DOW_1_2.4_FM_300 - Foundation plate - External wall (massive construction) - Floormate 500-A/700-A; 300 mm: 3 layers | -0.043 | 0.937 | FSEW13 - DOW_1_2.5_RM_240 - Foundation plate - External wall (massive construction) - Roofmate SL-A; 240 mm: 2 layers | -0.025 | 0.924 | FSEW14 - DOW_1_2.6_RM_300 - Foundation plate - External wall (massive construction) - Roofmate SL-A; 300 mm: 3 layers | -0.019 | 0.929 | FSEW15 - DOW_1_2.7_FM_240 - Foundation plate - External wall (massive construction) - Floormate 500-A/700-A; 240 mm: 2 layers | -0.023 | 0.925 | FSEW16 - DOW_1_2.8_FM_300 - Foundation plate - External wall (massive construction) - Floormate 500-A/700-A; 300 mm: 3 layers | -0.021 | 0.93 | BFBW01 - DOW_2_1.1_RM_240 - Foundation plate - Basement wall (heated basement) - Roofmate SL-A; 240 mm: 2 layers | -0.052 | 0.949 | BFBW02 - DOW_2_1.2_RM_300 - Foundation plate - Basement wall (heated basement) - Floormate SL-A; 300 mm: 3 layers | -0.055 | 0.952 | BFBW03 - DOW_2_1.3_FM_240 - Foundation plate - Basement wall (heated basement) - Floormate 500-A/700-A; 240 mm: 2 layers | -0.052 | 0.951 | BFBW04 - DOW_2_1.4_FM_300 - Foundation plate - Basement wall (heated basement) - Floormate 500-A/700-A; 300 mm: 3 layers | -0.055 | 0.953 | [90 empty] | 0448gl03 | UNIGLAS - TOP Premium 0.6 (4:/16/4/16/:4 Ar 90%) | 0.49 | 0.58 | 0057wi03 | Koch Altenkirchen - Koch 104’er passiv - TGI | 0.7 | 0.7 | 0.73 | 0.7 | 0.119 | 0.119 | 0.13 | 0.119 | 0.04 | 0.04 | 0.042 | 0.04 | 0.04 | 0.04 | 0.04 | 0.04 |  | 0691vs03 | Glen Dimplex - ZL 155 HF (C) | 84% | 0% | 0.44 | 85 | 95 | 100 | incl. | yes | / | 63.9 | 57.4 | - | [60 empty] | 146 |  | 1 | #VALUE! | 99999 | 374 | 0374 | 71 | FALSE | TRUE |  | 1 | #VALUE! | 99999 | 448 | 0448 | 79 | FALSE | TRUE | 0497wi03-Munster Joinery - Passiv PVC+ T&T - SuperSp. Tri-Seal | 0 | 167 | 0161 | 57 | 0057 | 125 | FALSE | TRUE | 0748vs03-Wolf - CWL-T-300 Excellent | 0 | 245 | 0654 | 691 | 0691 | 47 | FALSE | TRUE |  | 1 | #VALUE! | 99999 | 99999 | 99999 |  | TRUE | TRUE |  | 1 | #VALUE! | 99999 | 99999 | 99999 |  | TRUE | TRUE | FS01 - Foundation plate (Roofmate SL-A:240mm): 2 layers | FS02 - Foundation plate (Roofmate SL-A:330mm): 3 layers | FS03 - Foundation plate (Floormate 500-A/700-A:240mm): 2 layers | FS04 - Foundation plate (Floormate 500-A/700-A:300mm): 3 layers | BW01 - Basement wall (Xenergy SL:160mm): 1 layer | EW01 - External wall (lightweight construction) | EW02 - External wall (massive construction-WDVS) | [13 empty] | 1: FSEW01 - DOW_1_1.1_RM_240 - Foundation plate - External wall (lightweight construction) - Roofmate SL-A; 240 mm: 2 layers; 2: FSEW02 - DOW_1_1.2_RM_300 - Foundation plate - External wall (lightweight construction) - Roofmate SL-A; 300 mm: 3 layers; 3: FSEW03 - DOW_1_1.3_FM_240 - Foundation plate - External wall (lightweight construction) - Floormate 500-A/700-A; 240 mm: 2 layers; 4: FSEW04 - DOW_1_1.4_FM_300 - Foundation plate - External wall (lightweight construction) - Floormate 500-A/700-A; 300 mm: 3 layers; 5: FSEW05 - DOW_1_1.5_RM_240 - Foundation plate - External wall (lightweight construction) - Roofmate SL-A; 240 mm: 2 layers; 6: FSEW06 - DOW_1_1.6_RM_300 - Foundation plate - External wall (lightweight construction) - Roofmate SL-A; 300 mm: 3 layers; 7: FSEW07 - DOW_1_1.7_FM_240 - Foundation plate - External wall (lightweight construction) - Floormate 500-A/700-A; 240 mm: 2 layers; 8: FSEW08 - DOW_1_1.8_FM_300 - Foundation plate - External wall (lightweight construction) - Floormate 500-A/700-A; 300 mm: 3 layers; 9: FSEW09 - DOW_1_2.1_RM_240 - Foundation plate - External wall (massive construction) - Roofmate SL-A; 240 mm: 2 layers; 10: FSEW10 - DOW_1_2.2_RM_300 - Foundation plate - External wall (massive construction) - Roofmate SL-A; 300 mm: 3 layers; 11: FSEW11 - DOW_1_2.3_FM_240 - Foundation plate - External wall (massive construction) - Floormate 500-A/700-A; 240 mm: 2 layers; 12: FSEW12 - DOW_1_2.4_FM_300 - Foundation plate - External wall (massive construction) - Floormate 500-A/700-A; 300 mm: 3 layers; 13: FSEW13 - DOW_1_2.5_RM_240 - Foundation plate - External wall (massive construction) - Roofmate SL-A; 240 mm: 2 layers; 14: FSEW14 - DOW_1_2.6_RM_300 - Foundation plate - External wall (massive construction) - Roofmate SL-A; 300 mm: 3 layers; 15: FSEW15 - DOW_1_2.7_FM_240 - Foundation plate - External wall (massive construction) - Floormate 500-A/700-A; 240 mm: 2 layers; 16: FSEW16 - DOW_1_2.8_FM_300 - Foundation plate - External wall (massive construction) - Floormate 500-A/700-A; 300 mm: 3 layers; 17: BFBW01 - DOW_2_1.1_RM_240 - Foundation plate - Basement wall (heated basement) - Roofmate SL-A; 240 mm: 2 layers; 18: BFBW02 - DOW_2_1.2_RM_300 - Foundation plate - Basement wall (heated basement) - Floormate SL-A; 300 mm: 3 layers; 19: BFBW03 - DOW_2_1.3_FM_240 - Foundation plate - Basement wall (heated basement) - Floormate 500-A/700-A; 240 mm: 2 layers; 20: BFBW04 - DOW_2_1.4_FM_300 - Foundation plate - Basement wall (heated basement) - Floormate 500-A/700-A; 300 mm: 3 layers | 0
| 0375fs03 | foamglas - PC® PERISAVE SYSTEM - Foamglaspassivhausdämmung | FS01 - Floor slab, insulation 240 mm | 0.64 | 0.163 | 0 | EW01 - External wall, EIFS (masonry) | 0.545 | 0.119 | 0 | EW02 - External wall, Foamglas (masonry) | 0.545 | 0.137 | 0 | EW03 - External wall, EIFS (concrete wall) | 0.545 | 0.12 | 0 | EW04 - External wall, Foamglas (concrete wall) | 0.545 | 0.139 | 0 | EW05 - External wall, EIFS (lightweight construction) | 0.3905 | 0.11 | 0 | EW06 - External wall, Foamglas (lightweight construction) | 0.3905 | 0.123 | 0 | EW07 - External wall, EIFS (core insulation) | 0.645 | 0.119 | 0 | EW08 - External wall, Foamglas (core insulation) | 0.645 | 0.137 | 0 | [44 empty] | FSEW01 - 1_AW-WDVS - External wall - Floor slab | -0.011 | 0.92 | FSEW02 - 2.1_AW-WDVS - External wall - Floor slab | -0.025 | 0.9 | FSEW03 - 2.2_AW-WDVS - External wall - Floor slab | -0.019 | 0.9 | FSEW04 - 3_AW-WDVS - External wall - Floor slab | 0.072 | 0.86 | FSEW05 - 4_AW-WDVS - External wall - Floor slab | -0.036 | 0.94 | FSEW06 - 5_AW-VMS - External wall - Floor slab | -0.028 | 0.91 | [132 empty] | 0449gl03 | UNIGLAS - TOP Premium E 0.6 (4:/16/4/16/:4 Ar 90%) | 0.5 | 0.58 | 0774wi03 | Kochs - eCO2 - Thermix | 0.72 | 0.72 | 0.72 | 0.72 | 0.137 | 0.137 | 0.137 | 0.137 | 0.031 | 0.031 | 0.031 | 0.031 | 0.04 | 0.04 | 0.04 | 0.04 |  | 0692vs03 | Glen Dimplex - ZL 275 HF (C) | 85% | 0% | 0.32 | 90 | 150 | 100 | incl. | yes | / | 69.9 | 56.5 | - | [60 empty] | 147 |  | 1 | #VALUE! | 99999 | 375 | 0375 | 72 | FALSE | TRUE |  | 1 | #VALUE! | 99999 | 449 | 0449 | 80 | FALSE | TRUE | 0092wi03-Mur - WM Passivhausfenster - SWISSP. V | 0 | 168 | 0162 | 774 | 0774 | 126 | FALSE | TRUE | 0596vs03-Wolf - CWL-F-150 Excellent | 0 | 246 | 0657 | 692 | 0692 | 48 | FALSE | TRUE |  | 1 | #VALUE! | 99999 | 99999 | 99999 |  | TRUE | TRUE |  | 1 | #VALUE! | 99999 | 99999 | 99999 |  | TRUE | TRUE | FS01 - Floor slab, insulation 240 mm | EW01 - External wall, EIFS (masonry) | EW02 - External wall, Foamglas (masonry) | EW03 - External wall, EIFS (concrete wall) | EW04 - External wall, Foamglas (concrete wall) | EW05 - External wall, EIFS (lightweight construction) | EW06 - External wall, Foamglas (lightweight construction) | EW07 - External wall, EIFS (core insulation) | EW08 - External wall, Foamglas (core insulation) | [11 empty] | 1: FSEW01 - 1_AW-WDVS - External wall - Floor slab; 2: FSEW02 - 2.1_AW-WDVS - External wall - Floor slab; 3: FSEW03 - 2.2_AW-WDVS - External wall - Floor slab; 4: FSEW04 - 3_AW-WDVS - External wall - Floor slab; 5: FSEW05 - 4_AW-WDVS - External wall - Floor slab; 6: FSEW06 - 5_AW-VMS - External wall - Floor slab | 0
| 0376fs03 | isolohr - ISOLOHR Passivhaus Floor slab | EW01 - External wall (concrete formwork) | 0.485 | 0.129 | 0 | EW02 - External wall (concrete wall) | 0.565 | 0.128 | 0 | EW03 - External wall (masonry) | 0.44 | 0.138 | 0 | EW04 - External wall (masonry with brick facade.) | 0.405 | 0.149 | 0 | EW05 - External wall (timber construction) | 0.286 | 0.15 | 0 | FS01 - Floor slab, insulation 300 mm | 0.65 | 0.109 | 0 | FS02 - Floor slab, insulation 200 mm | 0.55 | 0.152 | 0 | [52 empty] | FSEW01 - 01_AW-Formwork - External wall - Floor slab | -0.048 | 0.96 | FSEW02 - 01_AW-Formwork - External wall - Floor slab | -0.044 | 0.96 | FSEW03 - 02_AW-WDVS - External wall - Floor slab | -0.012 | 0.94 | FSEW04 - 02_AW-WDVS - External wall - Floor slab | -0.022 | 0.95 | FSEW05 - 03_AW-WDVS-masonry - External wall - Floor slab | -0.037 | 0.93 | FSEW06 - 03_AW-WDVS-masonry - External wall - Floor slab | -0.041 | 0.94 | FSEW07 - 031_AW-WDVS-KF - External wall - Floor slab | -0.04 | 0.93 | FSEW08 - 031_AW-WDVS-KF - External wall - Floor slab | -0.042 | 0.93 | FSEW09 - 04_AW-Holz-hinterlüftet - External wall - Floor slab | -0.028 | 0.93 | FSEW10 - 04_AW-Holz-hinterlüftet - External wall - Floor slab | -0.032 | 0.94 | [120 empty] | 0450gl03 | UNIGLAS - TOP Solar 0.7 (4:/16/4/16/:4 Ar 90%) | 0.61 | 0.69 | 0609wi03 | Korbion - Korbion Passiv - SWISSP. V | 0.76 | 0.76 | 0.76 | 0.76 | 0.12 | 0.12 | 0.144 | 0.12 | 0.026 | 0.026 | 0.027 | 0.026 | 0.04 | 0.04 | 0.04 | 0.04 |  | 0603vs03 | Glen Dimplex - ZL 300 VF | 86% | 0% | 0.29 | 110 | 210 | 100 | incl. | yes | / | 55 | 46.6 | - | [60 empty] | 148 |  | 1 | #VALUE! | 99999 | 376 | 0376 | 73 | FALSE | TRUE |  | 1 | #VALUE! | 99999 | 450 | 0450 | 81 | FALSE | TRUE | 0067wi03-Niveau - KombiRoyal Plus PH - Thermix | 0 | 169 | 0163 | 609 | 0609 | 127 | FALSE | TRUE | 0558vs03-Wolf - CWL - 300 Excellent | 0 | 247 | 0658 | 603 | 0603 | 49 | FALSE | TRUE |  | 1 | #VALUE! | 99999 | 99999 | 99999 |  | TRUE | TRUE |  | 1 | #VALUE! | 99999 | 99999 | 99999 |  | TRUE | TRUE | EW01 - External wall (concrete formwork) | EW02 - External wall (concrete wall) | EW03 - External wall (masonry) | EW04 - External wall (masonry with brick facade.) | EW05 - External wall (timber construction) | FS01 - Floor slab, insulation 300 mm | FS02 - Floor slab, insulation 200 mm | [13 empty] | 1: FSEW01 - 01_AW-Formwork - External wall - Floor slab; 2: FSEW02 - 01_AW-Formwork - External wall - Floor slab; 3: FSEW03 - 02_AW-WDVS - External wall - Floor slab; 4: FSEW04 - 02_AW-WDVS - External wall - Floor slab; 5: FSEW05 - 03_AW-WDVS-masonry - External wall - Floor slab; 6: FSEW06 - 03_AW-WDVS-masonry - External wall - Floor slab; 7: FSEW07 - 031_AW-WDVS-KF - External wall - Floor slab; 8: FSEW08 - 031_AW-WDVS-KF - External wall - Floor slab; 9: FSEW09 - 04_AW-Holz-hinterlüftet - External wall - Floor slab; 10: FSEW10 - 04_AW-Holz-hinterlüftet - External wall - Floor slab | 0
| 0379fs03 | isoquick - Isoquick Wärmegedämmte Wanne | EW01 - External wall, formwork | 0.4675 | 0.114 | 0 | EW02 - External wall, EIFS | 0.505 | 0.111 | 0 | EW03 - External wall, Timber lightweight construction | 0.406 | 0.119 | 0 | [68 empty] | FSEW01 - Case I - External wall - Floor slab | -0.027 | 0.977 | FSEW02 - Case II - External wall - Floor slab | -0.044 | 0.97 | FSEW03 - Case III variant I - External wall - Floor slab | -0.036 | 0.977 | FSEW04 - Case III variant II - External wall - Floor slab | -0.035 | 0.97 | [139 empty] | (ed: entrance door) Entrance door, certified: |  |  | 0059wi03 | Kowa - KOWA Therm - Thermix | 0.74 | 0.74 | 0.76 | 0.74 | 0.128 | 0.128 | 0.128 | 0.128 | 0.036 | 0.036 | 0.036 | 0.036 | 0.04 | 0.04 | 0.04 | 0.04 |  | 0604vs03 | Glen Dimplex - ZL 400 VF | 84% | 0% | 0.35 | 145 | 270 | 100 | incl. | yes | / | 64.2 | 53.7 | - | [60 empty] | 149 |  | 1 | #VALUE! | 99999 | 379 | 0379 | 74 | FALSE | TRUE |  | 1 | #VALUE! | 99999 | 99999 | 99999 |  | TRUE | TRUE | 0685wi03-Nordfenster-Excl. Wood Group - EWG Passive/ Passive Fixed - SWISSP. Ultimate PU | 0 | 170 | 0164 | 59 | 0059 | 128 | FALSE | TRUE | 0493vs03-Wolf - CWL-F-300 Excellent | 0 | 248 | 0659 | 604 | 0604 | 50 | FALSE | TRUE |  | 1 | #VALUE! | 99999 | 99999 | 99999 |  | TRUE | TRUE |  | 1 | #VALUE! | 99999 | 99999 | 99999 |  | TRUE | TRUE | EW01 - External wall, formwork | EW02 - External wall, EIFS | EW03 - External wall, Timber lightweight construction | [17 empty] | 1: FSEW01 - Case I - External wall - Floor slab; 2: FSEW02 - Case II - External wall - Floor slab; 3: FSEW03 - Case III variant I - External wall - Floor slab; 4: FSEW04 - Case III variant II - External wall - Floor slab | 0
| 0377fs03 | jackon - JACKODUR Atlas Floor slab | EW01 - External wall, concrete formwork (60/140) | 0.39 | 0.15 | 0 | EW02 - External wall, concrete formwork (60/240) | 0.47 | 0.113 | 0 | EW03 - External wall, EIFS 220 mm (masonry) | 0.485 | 0.151 | 0 | EW04 - External wall, EIFS 340 mm (masonry) | 0.605 | 0.1 | 0 | EW05 - External wall (timber frame construction) | 0.41 | 0.107 | 0 | FS01 - Floor slab with insulation 120 mm | 0.39 | 0.229 | 0 | FS02 - Floor slab with insulation 200 mm | 0.47 | 0.155 | 0 | FS03 - Floor slab with insulation 320 mm | 0.59 | 0.103 | 0 | [48 empty] | FSEW01 - 01.01_AW-SchS-Jackodur_120 - External wall - Floor slab | -0.02 | 0.9 | FSEW02 - 01.02_AW-SchS-Jackodur_200 - External wall - Floor slab | -0.027 | 0.92 | FSEW03 - 01.03_AW-SchS-Jackodur_320 - External wall - Floor slab | -0.034 | 0.93 | FSEW04 - 02.01_AW-WDVS-Jackodur_120 - External wall - Floor slab | -0.015 | 0.86 | FSEW05 - 02.02_AW-WDVS-Jackodur_200 - External wall - Floor slab | -0.031 | 0.9 | FSEW06 - 02.03_AW-WDVS-Jackodur_320 - External wall - Floor slab | -0.036 | 0.93 | FSEW07 - 03.01_AW-HZLB-Jackodur_120 - External wall - Floor slab | -0.025 | 0.92 | FSEW08 - 03.02_AW-HZLB-Jackodur_200 - External wall - Floor slab | -0.03 | 0.93 | FSEW09 - 03.03_AW-HZLB-Jackodur_320 - External wall - Floor slab | -0.036 | 0.94 | FSEW10 - 04.01_AW-ZSMW-Jackodur_120 - External wall - Floor slab | -0.024 | 0.86 | FSEW11 - 04.02_AW-ZSMW-Jackodur_200 - External wall - Floor slab | -0.036 | 0.9 | [117 empty] | 0620ed03 | Brunkhorst - Brunkhorst Passiv 98 Portal | 0 | 0.38 | 0688wi03 | Krone Vinduer - HeaCO Wood O - SWISSP. Ultimate | 0.81 | 0.81 | 0.82 | 0.81 | 0.091 | 0.091 | 0.091 | 0.091 | 0.028 | 0.028 | 0.028 | 0.028 | 0.04 | 0.04 | 0.04 | 0.04 |  | 0553vs03 | Heinemann - ValloMulti 200 MV | 86% | 0% | 0.44 | 75 | 120 | 100 | incl. | yes | / | 62.2 | 48.7 | [61 empty] | 150 |  | 1 | #VALUE! | 99999 | 377 | 0377 | 75 | FALSE | TRUE |  | 1 | #VALUE! | 99999 | 620 | 0620 | 82 | FALSE | TRUE | 0605wi03-OPD - MB-104 Passive SI - SWISSP. Ultimate | 0 | 171 | 0165 | 688 | 0688 | 129 | FALSE | TRUE | 0324vs03-Wolf - CWL - 400 Excellent | 0 | 249 | 0660 | 553 | 0553 | 51 | FALSE | TRUE |  | 1 | #VALUE! | 99999 | 99999 | 99999 |  | TRUE | TRUE |  | 1 | #VALUE! | 99999 | 99999 | 99999 |  | TRUE | TRUE | EW01 - External wall, concrete formwork (60/140) | EW02 - External wall, concrete formwork (60/240) | EW03 - External wall, EIFS 220 mm (masonry) | EW04 - External wall, EIFS 340 mm (masonry) | EW05 - External wall (timber frame construction) | FS01 - Floor slab with insulation 120 mm | FS02 - Floor slab with insulation 200 mm | FS03 - Floor slab with insulation 320 mm | [12 empty] | 1: FSEW01 - 01.01_AW-SchS-Jackodur_120 - External wall - Floor slab; 2: FSEW02 - 01.02_AW-SchS-Jackodur_200 - External wall - Floor slab; 3: FSEW03 - 01.03_AW-SchS-Jackodur_320 - External wall - Floor slab; 4: FSEW04 - 02.01_AW-WDVS-Jackodur_120 - External wall - Floor slab; 5: FSEW05 - 02.02_AW-WDVS-Jackodur_200 - External wall - Floor slab; 6: FSEW06 - 02.03_AW-WDVS-Jackodur_320 - External wall - Floor slab; 7: FSEW07 - 03.01_AW-HZLB-Jackodur_120 - External wall - Floor slab; 8: FSEW08 - 03.02_AW-HZLB-Jackodur_200 - External wall - Floor slab; 9: FSEW09 - 03.03_AW-HZLB-Jackodur_320 - External wall - Floor slab; 10: FSEW10 - 04.01_AW-ZSMW-Jackodur_120 - External wall - Floor slab; 11: FSEW11 - 04.02_AW-ZSMW-Jackodur_200 - External wall - Floor slab | 0
|  | (es: enerphit system) EnerPHit external insulation system, certified: | [80 empty] | (es: enerphit system) EnerPHit external insulation system, certified: | [149 empty] | 0621ed03 | Brunkhorst - Brunkhorst Passiv 98 Portal with glazing | 0 | 0.38 | 0102wi03 | Lang - DUOps - SWISSP. V | 0.78 | 0.78 | 0.78 | 0.78 | 0.124 | 0.124 | 0.124 | 0.124 | 0.03 | 0.03 | 0.03 | 0.03 | 0.04 | 0.04 | 0.04 | 0.04 |  | 0553vs03 | Heinemann - ValloMulti 300 MV | 84% | 0% | 0.42 | 100 | 185 | 100 | incl. | yes | / | 67.5 | 50.4 | [61 empty] | 151 |  | 1 | #VALUE! | 99999 | 99999 | 99999 |  | TRUE | TRUE |  | 1 | #VALUE! | 99999 | 621 | 0621 | 83 | FALSE | TRUE | 0512wi03-OPTIWIN - PURISTA - SuperSp. Tri-Seal PU | 0 | 172 | 0166 | 102 | 0102 | 130 | FALSE | TRUE | 0323vs03-Wolf - CWL - 400 | 0 | 250 | 0661 | 553 | 0553 | 52 | FALSE | TRUE |  | 1 | #VALUE! | 99999 | 99999 | 99999 |  | TRUE | TRUE |  | 1 | #VALUE! | 99999 | 99999 | 99999 |  | TRUE | TRUE | [20 empty] | 1: (es: enerphit system) EnerPHit external insulation system, certified: | 0
| 0511es03 | isover-enerphit-mb-wdvs - Modernisierung bestehender Massivbauweise mit WDVS | EW01 - Massive wall with EIFS | 0.665 | 0.116 | 0 | UW01 - Staircase wall | 0.48 | 0.107 | 0 | TC01 - 4a - Top floor ceiling | 0.51 | 0.105 | 0 | TC02 - 4e - Top floor ceiling | 0.604 | 0.102 | 0 | TC03 - 4i - Top floor ceiling | 0.391 | 0.119 | 0 | RO01 - 5a - Double pitched roof | 0.385 | 0.129 | 0 | RO02 - 6a - Double pitched roof with insulation between, under and on rafters | 0.405 | 0.112 | 0 | RO03 - 7a - Double pitched roof with insulation between rafters and vacuum insulation | 0.315 | 0.13 | 0 | CC01 - 5c/6c - Rafter roof insulation | 0.394 | 0.111 | 0 | CC02 - 7c - Rafter roof insulation | 0.394 | 0.096 | 0 | TC01 - 9 - Massive concrete ceiling | 0.688 | 0.112 | 0 | TC02 - 10 - Wooden beam ceiling | 0.36 | 0.113 | 0 | BC01 - 2a - Basement ceiling with mineral wool | 0.375 | 0.218 | 0 | BC02 - 2d - Basement ceiling with vacuum insulation | 0.295 | 0.152 | 0 | BC03 - 2f - Vaulted ceiling | 0.615 | 0.157 | 0 | BW01 - 2a - Basement wall with concrete wall | 0.645 | 0.126 | 0 | BW02 - 2d - Basement wall with concrete wall und vacuum insulation | 0.56 | 0.114 | 0 | BW03 - 2f - Basement wall with masonry | 0.855 | 0.131 | 0 | EW02 - gable wall | 0.665 | 0.116 | 0 |  |  |  |  | BCEW01 - ISOV_M-AD_2a_MB-WDVS - External wall - Basement ceiling - unheated basement | 0.033 | 16.98 | BCIW01 - ISOV_M-AD_2b_MB-WDVS - Basement ceiling - Basement - internal wall - unheated basement | 0.108 | 19.25 | BCEW02 - ISOV_M-AD_2d_MB-WDVS - External wall - Basement ceiling (with vacuum insulation) - unheated basement | 0.073 | 17.148 | BCIW02 - ISOV_M-AD_2e_MB-WDVS - Basement ceiling - Basement - internal wall (vacuum insulation) - unheated basement | 0.157 | 19.34 | BCEW03 - ISOV_M-AD_2f_MB-WDVS - External wall - Vaulted ceiling - unheated basement | 0.025 | 17.414 | BCIW03 - ISOV_M-AD_2g_MB-WDVS - Vaulted ceiling - Basement - internal wall - unheated basement | 0.063 | 19.41 | EWCE01 - ISOV_M-AD_3a_MB_WDVS - Intermediate floor | 0.001 | 19.034 | EWEC01 - ISOV_M-AD_3c_MB-WDVS - Exterior corner External wall | -0.071 | 17.88 | EWIC01 - ISOV_M-AD_3d_MB-WDVS - Interior corner External wall | 0.027 | 19.142 | EWIW01 - ISOV_M-AD_3e_MB-WDVS - Internal wall - External wall | 0 | 19.23 | EWCE02 - ISOV_M-AD_3h_MB-WDVS - Intermediate floor - Wooden beam ceiling | -0.002 | 18.579 | TCEA01 - ISOV_M-AD_4a_MB-WDVS - Top floor ceiling - External wall - concrete ceiling without installation layer | -0.032 | 17.842 | TCGA01 - ISOV_M-AD_4b_MB-WDVS - Top floor ceiling - gable wall - concrete ceiling | 0.12 | 16.184 | TCIW01 - ISOV_M-AD_4c_MB-WDVS - Internal wall - Top floor ceiling - concrete ceiling without installation layer | 0.096 | 18.337 | TCSC01 - ISOV_M-AD_4d_MB-WDVS - Staircase wall - Top floor ceiling | 0.033 | 19.206 | TCEA02 - ISOV_M-AD_4e_MB-WDVS - External wall - Top floor ceiling - concrete ceiling with installation layer | -0.031 | 16.986 | TCGA02 - ISOV_M-AD_4f_MB-WDVS - Top floor ceiling - gable wall - concrete ceiling with installation layer | 0.069 | 15.795 | TCIW02 - ISOV_M-AD_4g_MB-WDVS - Internal wall - Top floor ceiling - concrete ceiling with installation layer | 0.062 | 18.982 | TCEA03 - ISOV_M-AD_4h_MB-WDVS - Top floor ceiling - External wall - concrete ceiling with installation layer | 0.063 | 18.938 | TCEA03 - ISOV_M-AD_4i_MB-WDVS - External wall - Top floor ceiling - Wooden beam ceiling with installation layer | 0.012 | 16.82 | TCGA03 - ISOV_M-AD_4k_MB-WDVS - Top floor ceiling - gable wall - Wooden beam ceiling with installation layer | 0.031 | 16.619 | TCIW03 - ISOV_M-AD_4l_MB-WDVS - Top floor ceiling - Internal wall - Wooden beam ceiling with installation layer | 0.097 | 18.525 | TCEA04 - ISOV_M-AD_4n_MB-WDVS - External wall - Top floor ceiling - Wooden beam ceiling with installation layer | 0.029 | 19.203 | ROEA01 - ISOV_M-AD_5a_MB-WDVS - Eaves: Double pitched roof - insulation between and under rafters | -0.018 | 18.083 | RORI01 - ISOV_M-AD_5af_MB-WDVS - First: Double pitched roof - insulation between and under rafters | -0.051 | 18.525 | ROVE01 - ISOV_M-AD_5b_MB-WDVS - Verge: Double pitched roof - insulation between and under rafters | 0 | 15.676 | ROCC01 - ISOV_M-AD_5c_MB-WDVS - Rafter roof - Double pitched roof - insulation between and on rafters | -0.015 | 18.687 | ROSC01 - ISOV_M-AD_5d_MB-WDVS - Staircase wall - Double pitched roof - insulation between and under rafters | -0.126 | 16.663 | ROEA02 - ISOV_M-AD_6a_MB-WDVS - Eaves: Double pitched roof - insulation between, under and on rafters | -0.017 | 18.261 | RORI02 - ISOV_M-AD_6af_MB-WDVS - First: Double pitched roof - insulation between, under and on rafters | -0.044 | 18.68 | ROVE02 - ISOV_M-AD_6b_MB-WDVS - Verge: Double pitched roof - insulation between, under and on rafters | -0.012 | 16.055 | ROCC02 - ISOV_M-AD_6c_MB-WDVS - Rafter roof: Double pitched roof - insulation between, under and on rafters | -0.004 | 18.826 | ROCC03 - ISOV_M-AD_6d_MB-WDVS - Rafter roof: Double pitched roof - insulation between, under and on rafters | -0.119 | 16.851 | ROEA03 - ISOV_M-AD_7a_MB-WDVS - Eaves: Double pitched roof - Insulation between rafters and vacuum insulation | -0.006 | 17.914 | RORI03 - ISOV_M-AD_7af_MB-WDVS - First: Double pitched roof - Insulation between rafters and vacuum insulation | -0.046 | 18.632 | ROVE03 - ISOV_M-AD_7b_MB-WDVS - Verge: Double pitched roof - Insulation between rafters and vacuum insulation | 0.025 | 15.229 | ROCC04 - ISOV_M-AD_7c_MB-WDVS - Rafter roof: Double pitched roof - Insulation between rafters and vacuum insulation | -0.007 | 18.775 | ROCC05 - ISOV_M-AD_7d_MB-WDVS - Rafter roof: Double pitched roof - Insulation between rafters and vacuum insulation | -0.11 | 16.644 | ROEA04 - ISOV_M-AD_8a_MB-WDVS - Eaves: Double pitched roof - Integra retrofit insulation system | -0.029 | 18.566 | RORI04 - ISOV_M-AD_8af_MB-WDVS - First: Double pitched roof - Integra retrofit insulation system | -0.05 | 18.615 | ROVE04 - ISOV_M-AD_8b_MB-WDVS - Verge: Double pitched roof - Integra retrofit insulation system | -0.023 | 16.643 | ROCC06 - ISOV_M-AD_8c_MB-WDVS - Rafter roof: Double pitched roof - Integra retrofit insulation system | -0.003 | 18.76 | FRRP01 - ISOV_M-AD_9_MB-WDVS - Flat roof - Warm roof | 0.009 | 17.12 | FRRP02 - ISOV_M-AD_10_MB-WDVS - Flat roof - (exposed rafters) | -0.044 | 16.881 | [18 empty] | 0622ed03 | Brunkhorst - Brunkhorst Passiv 98 | 0 | 0.53 | 0728wi03 | LG Hausys - A100P TT - SWISSP. Ultimate | 0.7 | 0.7 | 0.77 | 0.7 | 0.142 | 0.142 | 0.147 | 0.142 | 0.028 | 0.028 | 0.028 | 0.028 | 0.04 | 0.04 | 0.04 | 0.04 |  | 0753vs03 | Heinemann - ValloPlus 510 MV | 88% | 0% | 0.39 | 94 | 381 | 100 | incl. | yes | / | 71.1 | 51.1 | - | [60 empty] | 152 |  | 1 | #VALUE! | 99999 | 511 | 0511 | 76 | FALSE | TRUE |  | 1 | #VALUE! | 99999 | 622 | 0622 | 84 | FALSE | TRUE | 0513wi03-OPTIWIN - LIGNUMA - SuperSp. Tri-Seal PU | 0 | 173 | 0167 | 728 | 0728 | 131 | FALSE | TRUE | 0702vs03-Zehnder - ComfoAir 180 (V) HRV, ComfoD 180 (V) HRV | 0 | 251 | 0662 | 753 | 0753 | 53 | FALSE | TRUE |  | 1 | #VALUE! | 99999 | 99999 | 99999 |  | TRUE | TRUE |  | 1 | #VALUE! | 99999 | 99999 | 99999 |  | TRUE | TRUE | EW01 - Massive wall with EIFS | UW01 - Staircase wall | TC01 - 4a - Top floor ceiling | TC02 - 4e - Top floor ceiling | TC03 - 4i - Top floor ceiling | RO01 - 5a - Double pitched roof | RO02 - 6a - Double pitched roof with insulation between, under and on rafters | RO03 - 7a - Double pitched roof with insulation between rafters and vacuum insulation | CC01 - 5c/6c - Rafter roof insulation | CC02 - 7c - Rafter roof insulation | TC01 - 9 - Massive concrete ceiling | TC02 - 10 - Wooden beam ceiling | BC01 - 2a - Basement ceiling with mineral wool | BC02 - 2d - Basement ceiling with vacuum insulation | BC03 - 2f - Vaulted ceiling | BW01 - 2a - Basement wall with concrete wall | BW02 - 2d - Basement wall with concrete wall und vacuum insulation | BW03 - 2f - Basement wall with masonry | EW02 - gable wall |  | BCEW01 - ISOV_M-AD_2a_MB-WDVS - External wall - Basement ceiling - unheated basement | BCIW01 - ISOV_M-AD_2b_MB-WDVS - Basement ceiling - Basement - internal wall - unheated basement | BCEW02 - ISOV_M-AD_2d_MB-WDVS - External wall - Basement ceiling (with vacuum insulation) - unheated basement | BCIW02 - ISOV_M-AD_2e_MB-WDVS - Basement ceiling - Basement - internal wall (vacuum insulation) - unheated basement | BCEW03 - ISOV_M-AD_2f_MB-WDVS - External wall - Vaulted ceiling - unheated basement | BCIW03 - ISOV_M-AD_2g_MB-WDVS - Vaulted ceiling - Basement - internal wall - unheated basement | EWCE01 - ISOV_M-AD_3a_MB_WDVS - Intermediate floor | EWEC01 - ISOV_M-AD_3c_MB-WDVS - Exterior corner External wall | EWIC01 - ISOV_M-AD_3d_MB-WDVS - Interior corner External wall | EWIW01 - ISOV_M-AD_3e_MB-WDVS - Internal wall - External wall | EWCE02 - ISOV_M-AD_3h_MB-WDVS - Intermediate floor - Wooden beam ceiling | TCEA01 - ISOV_M-AD_4a_MB-WDVS - Top floor ceiling - External wall - concrete ceiling without installation layer | TCGA01 - ISOV_M-AD_4b_MB-WDVS - Top floor ceiling - gable wall - concrete ceiling | TCIW01 - ISOV_M-AD_4c_MB-WDVS - Internal wall - Top floor ceiling - concrete ceiling without installation layer | TCSC01 - ISOV_M-AD_4d_MB-WDVS - Staircase wall - Top floor ceiling | TCEA02 - ISOV_M-AD_4e_MB-WDVS - External wall - Top floor ceiling - concrete ceiling with installation layer | TCGA02 - ISOV_M-AD_4f_MB-WDVS - Top floor ceiling - gable wall - concrete ceiling with installation layer | TCIW02 - ISOV_M-AD_4g_MB-WDVS - Internal wall - Top floor ceiling - concrete ceiling with installation layer | TCEA03 - ISOV_M-AD_4h_MB-WDVS - Top floor ceiling - External wall - concrete ceiling with installation layer | TCEA03 - ISOV_M-AD_4i_MB-WDVS - External wall - Top floor ceiling - Wooden beam ceiling with installation layer | TCGA03 - ISOV_M-AD_4k_MB-WDVS - Top floor ceiling - gable wall - Wooden beam ceiling with installation layer | TCIW03 - ISOV_M-AD_4l_MB-WDVS - Top floor ceiling - Internal wall - Wooden beam ceiling with installation layer | TCEA04 - ISOV_M-AD_4n_MB-WDVS - External wall - Top floor ceiling - Wooden beam ceiling with installation layer | ROEA01 - ISOV_M-AD_5a_MB-WDVS - Eaves: Double pitched roof - insulation between and under rafters | RORI01 - ISOV_M-AD_5af_MB-WDVS - First: Double pitched roof - insulation between and under rafters | ROVE01 - ISOV_M-AD_5b_MB-WDVS - Verge: Double pitched roof - insulation between and under rafters | ROCC01 - ISOV_M-AD_5c_MB-WDVS - Rafter roof - Double pitched roof - insulation between and on rafters | ROSC01 - ISOV_M-AD_5d_MB-WDVS - Staircase wall - Double pitched roof - insulation between and under rafters | ROEA02 - ISOV_M-AD_6a_MB-WDVS - Eaves: Double pitched roof - insulation between, under and on rafters | RORI02 - ISOV_M-AD_6af_MB-WDVS - First: Double pitched roof - insulation between, under and on rafters | ROVE02 - ISOV_M-AD_6b_MB-WDVS - Verge: Double pitched roof - insulation between, under and on rafters | ROCC02 - ISOV_M-AD_6c_MB-WDVS - Rafter roof: Double pitched roof - insulation between, under and on rafters | ROCC03 - ISOV_M-AD_6d_MB-WDVS - Rafter roof: Double pitched roof - insulation between, under and on rafters | ROEA03 - ISOV_M-AD_7a_MB-WDVS - Eaves: Double pitched roof - Insulation between rafters and vacuum insulation | RORI03 - ISOV_M-AD_7af_MB-WDVS - First: Double pitched roof - Insulation between rafters and vacuum insulation | ROVE03 - ISOV_M-AD_7b_MB-WDVS - Verge: Double pitched roof - Insulation between rafters and vacuum insulation | ROCC04 - ISOV_M-AD_7c_MB-WDVS - Rafter roof: Double pitched roof - Insulation between rafters and vacuum insulation | ROCC05 - ISOV_M-AD_7d_MB-WDVS - Rafter roof: Double pitched roof - Insulation between rafters and vacuum insulation | ROEA04 - ISOV_M-AD_8a_MB-WDVS - Eaves: Double pitched roof - Integra retrofit insulation system | RORI04 - ISOV_M-AD_8af_MB-WDVS - First: Double pitched roof - Integra retrofit insulation system | ROVE04 - ISOV_M-AD_8b_MB-WDVS - Verge: Double pitched roof - Integra retrofit insulation system | ROCC06 - ISOV_M-AD_8c_MB-WDVS - Rafter roof: Double pitched roof - Integra retrofit insulation system | FRRP01 - ISOV_M-AD_9_MB-WDVS - Flat roof - Warm roof | FRRP02 - ISOV_M-AD_10_MB-WDVS - Flat roof - (exposed rafters) | [6 empty] | 0
| 0597es03 | isover-enerphit-mb-hlf-holz - Modernisierung bestehender Massivbauweise with hinterlüfteter Fassade, Holzunterkonstruktion | EW01 - Exterior wall (AW) or gable wall (GW) | 0.65 | 0.137 | 0 | SC01 - Wall of stairwell (TP) | 0.47 | 0.108 | 0 | TC01 - Top floor ceiling, Variant 1 (OD-4a) with installation level | 0.51 | 0.105 | 0 | TC02 - Top floor ceiling, Variant 2 (OD-4e), without installation level | 0.604 | 0.102 | 0 | TC03 - Top floor ceiling, Variant 2 (OD-4i), wood beam construction | 0.391 | 0.119 | 0 | RO01 - Insulation between and under rafters (SD-5a) | 0.465 | 0.129 | 0 | RO02 - Insulation between and under rafters (SD-6a) | 0.485 | 0.112 | 0 | RO03 - Insulation between rafters and vacuum insulation (SD-7a) | 0.395 | 0.13 | 0 | CC01 - Collar beam insulation (KB-5c,6c) | 0.394 | 0.111 | 0 | CC02 - Collar beam insulation (KB-7c | 0.394 | 0.111 | 0 | FR01 - Flat roof (FD-9) solid concrete ceiling | 0.485 | 0.112 | 0 | FR02 - Flat roof (FD-10) Wood beam ceiling | 0.368 | 0.113 | 0 | BC01 - Basement ceiling (KD-2a) with mineral wool | 0.375 | 0.218 | 0 | BC02 - Basement ceiling (KD-2d), with vacuum insulation | 0.295 | 0.152 | 0 | BC03 - Vaulted ceiling (KD-2f) | 0.555 | 0.157 | 0 | [20 empty] | BCEW01 - ISOV_M-AD_2a_MB-HLF-H - External wall - Basement ceiling - unheated basement | 0.023 | 16.1 | BCIW01 - ISOV_M-AD_2b_MB-HLF-H - Basement ceiling - Basement - internal wall - unheated basement | 0.108 | 19.25 | BCEW02 - ISOV_M-AD_2d_MB-HLF-H - External wall - Basement ceiling (with vacuum insulation) - unheated basement | 0.068 | 16.3 | BCIW02 - ISOV_M-AD_2e_MB-HLF-H - Basement ceiling - Basement - internal wall (vacuum insulation) - unheated basement | 0.157 | 19.3 | BCEW03 - ISOV_M-AD_2f_MB-WDVS - External wall - Vaulted ceiling - unheated basement | 0.019 | 16.9 | BCIW03 - ISOV_M-AD_2g_MB-HLF-H - Vaulted ceiling - Basement - internal wall - unheated basement | 0.063 | 19.4 | EWCE01 - ISOV_M-AD_3a_MB-HLF-H - Intermediate floor | 0.001 | 18.6 | EWEC01 - ISOV_M-AD_3c_MB-HLF-H - Exterior corner External wall | -0.073 | 17.6 | EWIC01 - ISOV_M-AD_3d_MB-HLF-H - Interior corner External wall | 0.024 | 19 | EWIW01 - ISOV_M-AD_3e_MB-HLF-H - Internal wall - External wall | 0 | 19 | EWCE02 - ISOV_M-AD_3h_MB-HLF-H - Intermediate floor - Wooden beam ceiling | -0.001 | 18.7 | TCEA01 - ISOV_M-AD_4a_MB-HLF-H - Top floor ceiling - External wall - concrete ceiling without installation layer | -0.034 | 17.7 | TCGA01 - ISOV_M-AD_4b_MB-HLF-H - Top floor ceiling - gable wall - concrete ceiling | 0.105 | 16 | TCIW01 - ISOV_M-AD_4c_MB-HLF-H - Internal wall - Top floor ceiling - concrete ceiling without installation layer | 0.096 | 18.3 | TCSC01 - ISOV_M-AD_4d_MB-HLF-H - Staircase wall - Top floor ceiling | 0.057 | 19.2 | TCEA02 - ISOV_M-AD_4e_MB-HLF-H - External wall - Top floor ceiling - concrete ceiling with installation layer | -0.029 | 16.9 | TCGA02 - ISOV_M-AD_4f_MB-HLF-H - Top floor ceiling - gable wall - concrete ceiling with installation layer | 0.053 | 15.5 | TCIW02 - ISOV_M-AD_4g_MB-HLF-H - Internal wall - Top floor ceiling - concrete ceiling with installation layer | 0.062 | 19 | TCEA03 - ISOV_M-AD_4h_MB-HLF-H - Top floor ceiling - External wall - concrete ceiling with installation layer | 0.063 | 18.9 | TCEA03 - ISOV_M-AD_4i_MB-HLF-H - External wall - Top floor ceiling - Wooden beam ceiling with installation layer | 0.026 | 16.6 | TCGA03 - ISOV_M-AD_4k_MB-HLF-H - Top floor ceiling - gable wall - Wooden beam ceiling with installation layer | 0.047 | 16.4 | TCIW03 - ISOV_M-AD_4l_MB-HLF-H - Top floor ceiling - Internal wall - Wooden beam ceiling with installation layer | 0.097 | 18.5 | TCEA04 - ISOV_M-AD_4n_MB-HLF-H - External wall - Top floor ceiling - Wooden beam ceiling with installation layer | 0.029 | 19.2 | ROEA01 - ISOV_M-AD_5a_MB-HLF-H - Eaves: Double pitched roof - insulation between and under rafters | -0.019 | 18.1 | RORI01 - ISOV_M-AD_5af_MB-HLF-H - First: Double pitched roof - insulation between and under rafters | -0.051 | 18.5 | ROVE01 - ISOV_M-AD_5b_MB-HLF-H - Verge: Double pitched roof - insulation between and under rafters | -0.042 | 15.7 | ROCC01 - ISOV_M-AD_5c_MB-HLF-H - Rafter roof - Double pitched roof - insulation between and on rafters | -0.015 | 18.7 | ROSC01 - ISOV_M-AD_5d_MB-HLF-H - Staircase wall - Double pitched roof - insulation between and under rafters | -0.127 | 16.7 | ROEA02 - ISOV_M-AD_6a_MB-HLF-H - Eaves: Double pitched roof - insulation between, under and on rafters | -0.013 | 18.1 | RORI02 - ISOV_M-AD_6af_MB-HLF-H - First: Double pitched roof - insulation between, under and on rafters | -0.044 | 18.7 | ROVE02 - ISOV_M-AD_6b_MB-HLF-H - Verge: Double pitched roof - insulation between, under and on rafters | -0.019 | 15.9 | ROCC02 - ISOV_M-AD_6c_MB-HLF-H - Rafter roof: Double pitched roof - insulation between, under and on rafters | -0.004 | 18.8 | ROCC03 - ISOV_M-AD_6d_MB-HLF-H - Rafter roof: Double pitched roof - insulation between, under and on rafters | -0.12 | 16.9 | ROEA03 - ISOV_M-AD_7a_MB-HLF-H - Eaves: Double pitched roof - Insulation between rafters and vacuum insulation | -0.007 | 17.9 | RORI03 - ISOV_M-AD_7af_MB-HLF-H - First: Double pitched roof - Insulation between rafters and vacuum insulation | -0.046 | 18.6 | ROVE03 - ISOV_M-AD_7b_MB-HLF-H - Verge: Double pitched roof - Insulation between rafters and vacuum insulation | 0.017 | 15.1 | ROCC04 - ISOV_M-AD_7c_MB-HLF-H - Rafter roof: Double pitched roof - Insulation between rafters and vacuum insulation | -0.007 | 18.8 | ROCC05 - ISOV_M-AD_7d_MB-HLF-H - Rafter roof: Double pitched roof - Insulation between rafters and vacuum insulation | -0.11 | 16.6 | FRRP01 - ISOV_M-AD_9_MB-HLF-H - Flat roof - Warm roof | 0.007 | 16.9 | FRRP02 - ISOV_M-AD_10_MB-HLF-H - Flat roof - (exposed rafters) | -0.05 | 16.7 | [30 empty] | 0525ed03 | Haustüren-Ring - Öko-Passiv Haustürenrohling 98 mm | 0 | 0.45 | 0061wi03 | M SORA - NATURA E112 - SWISSP. V | 0.71 | 0.71 | 0.77 | 0.71 | 0.115 | 0.115 | 0.125 | 0.115 | 0.025 | 0.025 | 0.026 | 0.025 | 0.04 | 0.04 | 0.04 | 0.04 |  | 0552vs03 | Heinemann - ValloPlus 270 SE | 84% | 0% | 0.41 | 51 | 210 | 100 | incl. | yes | / | 65 | 51.7 | - | [60 empty] | 153 |  | 1 | #VALUE! | 99999 | 597 | 0597 | 77 | FALSE | TRUE |  | 1 | #VALUE! | 99999 | 525 | 0525 | 85 | FALSE | TRUE | 0514wi03-OPTIWIN - RESISTA - SuperSp. Tri-Seal PU | 0 | 174 | 0168 | 61 | 0061 | 132 | FALSE | TRUE | 0326vs03-Zehnder - ComfoAir 160 HRV | 0 | 252 | 0663 | 552 | 0552 | 54 | FALSE | TRUE |  | 1 | #VALUE! | 99999 | 99999 | 99999 |  | TRUE | TRUE |  | 1 | #VALUE! | 99999 | 99999 | 99999 |  | TRUE | TRUE | EW01 - Exterior wall (AW) or gable wall (GW) | SC01 - Wall of stairwell (TP) | TC01 - Top floor ceiling, Variant 1 (OD-4a) with installation level | TC02 - Top floor ceiling, Variant 2 (OD-4e), without installation level | TC03 - Top floor ceiling, Variant 2 (OD-4i), wood beam construction | RO01 - Insulation between and under rafters (SD-5a) | RO02 - Insulation between and under rafters (SD-6a) | RO03 - Insulation between rafters and vacuum insulation (SD-7a) | CC01 - Collar beam insulation (KB-5c,6c) | CC02 - Collar beam insulation (KB-7c | FR01 - Flat roof (FD-9) solid concrete ceiling | FR02 - Flat roof (FD-10) Wood beam ceiling | BC01 - Basement ceiling (KD-2a) with mineral wool | BC02 - Basement ceiling (KD-2d), with vacuum insulation | BC03 - Vaulted ceiling (KD-2f) | [5 empty] | BCEW01 - ISOV_M-AD_2a_MB-HLF-H - External wall - Basement ceiling - unheated basement | BCIW01 - ISOV_M-AD_2b_MB-HLF-H - Basement ceiling - Basement - internal wall - unheated basement | BCEW02 - ISOV_M-AD_2d_MB-HLF-H - External wall - Basement ceiling (with vacuum insulation) - unheated basement | BCIW02 - ISOV_M-AD_2e_MB-HLF-H - Basement ceiling - Basement - internal wall (vacuum insulation) - unheated basement | BCEW03 - ISOV_M-AD_2f_MB-WDVS - External wall - Vaulted ceiling - unheated basement | BCIW03 - ISOV_M-AD_2g_MB-HLF-H - Vaulted ceiling - Basement - internal wall - unheated basement | EWCE01 - ISOV_M-AD_3a_MB-HLF-H - Intermediate floor | EWEC01 - ISOV_M-AD_3c_MB-HLF-H - Exterior corner External wall | EWIC01 - ISOV_M-AD_3d_MB-HLF-H - Interior corner External wall | EWIW01 - ISOV_M-AD_3e_MB-HLF-H - Internal wall - External wall | EWCE02 - ISOV_M-AD_3h_MB-HLF-H - Intermediate floor - Wooden beam ceiling | TCEA01 - ISOV_M-AD_4a_MB-HLF-H - Top floor ceiling - External wall - concrete ceiling without installation layer | TCGA01 - ISOV_M-AD_4b_MB-HLF-H - Top floor ceiling - gable wall - concrete ceiling | TCIW01 - ISOV_M-AD_4c_MB-HLF-H - Internal wall - Top floor ceiling - concrete ceiling without installation layer | TCSC01 - ISOV_M-AD_4d_MB-HLF-H - Staircase wall - Top floor ceiling | TCEA02 - ISOV_M-AD_4e_MB-HLF-H - External wall - Top floor ceiling - concrete ceiling with installation layer | TCGA02 - ISOV_M-AD_4f_MB-HLF-H - Top floor ceiling - gable wall - concrete ceiling with installation layer | TCIW02 - ISOV_M-AD_4g_MB-HLF-H - Internal wall - Top floor ceiling - concrete ceiling with installation layer | TCEA03 - ISOV_M-AD_4h_MB-HLF-H - Top floor ceiling - External wall - concrete ceiling with installation layer | TCEA03 - ISOV_M-AD_4i_MB-HLF-H - External wall - Top floor ceiling - Wooden beam ceiling with installation layer | TCGA03 - ISOV_M-AD_4k_MB-HLF-H - Top floor ceiling - gable wall - Wooden beam ceiling with installation layer | TCIW03 - ISOV_M-AD_4l_MB-HLF-H - Top floor ceiling - Internal wall - Wooden beam ceiling with installation layer | TCEA04 - ISOV_M-AD_4n_MB-HLF-H - External wall - Top floor ceiling - Wooden beam ceiling with installation layer | ROEA01 - ISOV_M-AD_5a_MB-HLF-H - Eaves: Double pitched roof - insulation between and under rafters | RORI01 - ISOV_M-AD_5af_MB-HLF-H - First: Double pitched roof - insulation between and under rafters | ROVE01 - ISOV_M-AD_5b_MB-HLF-H - Verge: Double pitched roof - insulation between and under rafters | ROCC01 - ISOV_M-AD_5c_MB-HLF-H - Rafter roof - Double pitched roof - insulation between and on rafters | ROSC01 - ISOV_M-AD_5d_MB-HLF-H - Staircase wall - Double pitched roof - insulation between and under rafters | ROEA02 - ISOV_M-AD_6a_MB-HLF-H - Eaves: Double pitched roof - insulation between, under and on rafters | RORI02 - ISOV_M-AD_6af_MB-HLF-H - First: Double pitched roof - insulation between, under and on rafters | ROVE02 - ISOV_M-AD_6b_MB-HLF-H - Verge: Double pitched roof - insulation between, under and on rafters | ROCC02 - ISOV_M-AD_6c_MB-HLF-H - Rafter roof: Double pitched roof - insulation between, under and on rafters | ROCC03 - ISOV_M-AD_6d_MB-HLF-H - Rafter roof: Double pitched roof - insulation between, under and on rafters | ROEA03 - ISOV_M-AD_7a_MB-HLF-H - Eaves: Double pitched roof - Insulation between rafters and vacuum insulation | RORI03 - ISOV_M-AD_7af_MB-HLF-H - First: Double pitched roof - Insulation between rafters and vacuum insulation | ROVE03 - ISOV_M-AD_7b_MB-HLF-H - Verge: Double pitched roof - Insulation between rafters and vacuum insulation | ROCC04 - ISOV_M-AD_7c_MB-HLF-H - Rafter roof: Double pitched roof - Insulation between rafters and vacuum insulation | ROCC05 - ISOV_M-AD_7d_MB-HLF-H - Rafter roof: Double pitched roof - Insulation between rafters and vacuum insulation | FRRP01 - ISOV_M-AD_9_MB-HLF-H - Flat roof - Warm roof | FRRP02 - ISOV_M-AD_10_MB-HLF-H - Flat roof - (exposed rafters) | [10 empty] | 0
[233 empty] | 0129ed03 | Holitsch - TARREDO PASSIVA-F | 0 | 0.64 | 0062wi03 | M SORA - UDOBJE E112 - TGI | 0.72 | 0.72 | 0.73 | 0.72 | 0.111 | 0.111 | 0.111 | 0.111 | 0.037 | 0.037 | 0.037 | 0.037 | 0.04 | 0.04 | 0.04 | 0.04 |  | 0553vs03 | Heinemann - ValloPlus 510 SE | 79% | 0% | 0.36 | 97 | 394 | 100 | incl. | yes | / | 69 | 51.5 | - | [60 empty] | 154 |  | 1 | #VALUE! | 99999 | 99999 | 99999 |  | TRUE | TRUE |  | 1 | #VALUE! | 99999 | 129 | 0129 | 86 | FALSE | TRUE | 0589wi03-OPTIWIN - FUTURA - SWISSP. Ultimate | 0 | 175 | 0170 | 62 | 0062 | 133 | FALSE | TRUE | 0325vs03-Zehnder - ComfoAir160 ERV | 0 | 253 | 0680 | 553 | 0553 | 55 | FALSE | TRUE |  | 1 | #VALUE! | 99999 | 99999 | 99999 |  | TRUE | TRUE |  | 1 | #VALUE! | 99999 | 99999 | 99999 |  | TRUE | TRUE | [70 empty] | 0
[233 empty] | 0178ed03 | Holitsch - TARREDO PASSIVA-F with glazing | 0 | 0.64 | 0612wi03 | M SORA - NATURA OPTIMO XLT - SuperSp. Tri-Seal PU | 0.78 | 0.78 | 0.87 | 0.78 | 0.116 | 0.116 | 0.143 | 0.116 | 0.023 | 0.023 | 0.023 | 0.023 | 0.04 | 0.04 | 0.04 | 0.04 |  | 0282vs03 | Heinemann - Vallox KWL 80_SE | 79% | 0% | 0.45 | 77 | 81 | 100 | incl. | yes | / | 44.4 | 39.9 | - | [60 empty] | 155 |  | 1 | #VALUE! | 99999 | 99999 | 99999 |  | TRUE | TRUE |  | 1 | #VALUE! | 99999 | 178 | 0178 | 87 | FALSE | TRUE | 0069wi03-OPTIWIN - Alphawin - SuperSp. Tri-Seal | 0 | 176 | 0171 | 612 | 0612 | 134 | FALSE | TRUE | 0329vs03-Zehnder - ComfoAir550, ComfoD550, WHR960 | 0 | 254 | 0681 | 282 | 0282 | 56 | FALSE | TRUE |  | 1 | #VALUE! | 99999 | 99999 | 99999 |  | TRUE | TRUE |  | 1 | #VALUE! | 99999 | 99999 | 99999 |  | TRUE | TRUE | [70 empty] | 0
[233 empty] | 0199ed03 | IG-Sicherheit - IGS-Calor P | 0 | 0.47 | 0063wi03 | Makrowin - MAKROWIN 88 G2 - SWISSP. V | 0.75 | 0.75 | 0.8 | 0.75 | 0.131 | 0.131 | 0.151 | 0.131 | 0.029 | 0.029 | 0.031 | 0.029 | 0.04 | 0.04 | 0.04 | 0.04 |  | 0283vs03 | Heinemann - Vallox KWL 90_SE | 79% | 0% | 0.44 | 56 | 185 | 100 | incl. | yes | / | 49.8 | 48.3 | - | [60 empty] | 156 |  | 1 | #VALUE! | 99999 | 99999 | 99999 |  | TRUE | TRUE |  | 1 | #VALUE! | 99999 | 199 | 0199 | 88 | FALSE | TRUE | 0070wi03-Ost - Ost Neue Generation Holz - SWISSPACER | 0 | 177 | 0173 | 63 | 0063 | 135 | FALSE | TRUE | 0327vs03-Zehnder - ComfoAir200, ComfoD250, WHR920 | 0 | 255 | 0684 | 283 | 0283 | 57 | FALSE | TRUE |  | 1 | #VALUE! | 99999 | 99999 | 99999 |  | TRUE | TRUE |  | 1 | #VALUE! | 99999 | 99999 | 99999 |  | TRUE | TRUE | [70 empty] | 0
[233 empty] | 0201ed03 | IG-Sicherheit - IGS-Calor P – with glazing | 0 | 0.47 | 0499wi03 | Marles - MEGA PASIV-P with Vivaprofil - SuperSp. Tri-Seal | 0.72 | 0.72 | 0.77 | 0.72 | 0.115 | 0.115 | 0.136 | 0.115 | 0.033 | 0.033 | 0.033 | 0.033 | 0.04 | 0.04 | 0.04 | 0.04 |  | 0280vs03 | Heinemann - ValloMulti 300SB | 87% | 0% | 0.44 | 110 | 186 | 100 | incl. | yes | / | 55.1 | 43.8 | - | [60 empty] | 157 |  | 1 | #VALUE! | 99999 | 99999 | 99999 |  | TRUE | TRUE |  | 1 | #VALUE! | 99999 | 201 | 0201 | 89 | FALSE | TRUE | 0071wi03-Passivhaus-Holzfensterring - Holzfensterring-Öko-Therm - SWISSPACER | 0 | 178 | 0175 | 499 | 0499 | 136 | FALSE | TRUE | 0330vs03-Zehnder - ComfoAir flat 150 | 0 | 256 | 0687 | 280 | 0280 | 58 | FALSE | TRUE |  | 1 | #VALUE! | 99999 | 99999 | 99999 |  | TRUE | TRUE |  | 1 | #VALUE! | 99999 | 99999 | 99999 |  | TRUE | TRUE | [70 empty] | 0
[233 empty] | 0507ed03 | Jeld-Wen - Type 12 Extern PHI und Type 12 Extern FLB PHI | 0 | 0.44 | 0781wi03 | Marles - LF Supreme Solution + Vivaprofil - SWISSP. Ultimate | 0.74 | 0.74 | 0.76 | 0.74 | 0.125 | 0.125 | 0.125 | 0.125 | 0.024 | 0.024 | 0.024 | 0.024 | 0.04 | 0.04 | 0.04 | 0.04 |  | 0529vs03 | Heinemann - ValloPlus 350 SE | 86% | 0% | 0.36 | 63 | 256 | 100 | incl. | yes | / | 57.3 | 44.3 | - | [60 empty] | 158 |  | 1 | #VALUE! | 99999 | 99999 | 99999 |  | TRUE | TRUE |  | 1 | #VALUE! | 99999 | 507 | 0507 | 90 | FALSE | TRUE | 0072wi03-Pazen Fenster+Technik - ENERsign - Thermix | 0 | 179 | 0178 | 781 | 0781 | 137 | FALSE | TRUE | 0328vs03-Zehnder - ComfoAir350, ComfoD350, WHR930 | 0 | 257 | 0691 | 529 | 0529 | 59 | FALSE | TRUE |  | 1 | #VALUE! | 99999 | 99999 | 99999 |  | TRUE | TRUE |  | 1 | #VALUE! | 99999 | 99999 | 99999 |  | TRUE | TRUE | [70 empty] | 0
[233 empty] | 0140ed03 | Kegro - KegaPro+ | 0 | 0.38 | 0763wi03 | MINCO - BRENUS - SWISSP. Ultimate | 0.77 | 0.77 | 0.77 | 0.77 | 0.144 | 0.144 | 0.144 | 0.144 | 0.027 | 0.027 | 0.027 | 0.027 | 0.04 | 0.04 | 0.04 | 0.04 |  | 0284vs03 | Heinemann - ValloMulti 200 SC | 81% | 0% | 0.45 | 89 | 112 | 100 | incl. | yes | / | 58.3 | 46 | - | [60 empty] | 159 |  | 1 | #VALUE! | 99999 | 99999 | 99999 |  | TRUE | TRUE |  | 1 | #VALUE! | 99999 | 140 | 0140 | 91 | FALSE | TRUE | 0639wi02-Pazen Fenster+Technik - ENERsign arctis* - SWISSP. Ultimate PU | 0 | 180 | 0179 | 763 | 0763 | 138 | FALSE | TRUE | 0337vs03-Zewotherm - ZA11LG500 | 0 | 258 | 0692 | 284 | 0284 | 60 | FALSE | TRUE |  | 1 | #VALUE! | 99999 | 99999 | 99999 |  | TRUE | TRUE |  | 1 | #VALUE! | 99999 | 99999 | 99999 |  | TRUE | TRUE | [70 empty] | 0
[233 empty] | 0455ed03 | KOWA - Edition Thermo 100 | 0 | 0.27 | 0498wi03 | Mizarstvo Semrl - TIP 92 PASIV with Vivaprofil - SuperSp. Tri-Seal | 0.71 | 0.71 | 0.79 | 0.71 | 0.115 | 0.115 | 0.137 | 0.115 | 0.032 | 0.032 | 0.033 | 0.032 | 0.04 | 0.04 | 0.04 | 0.04 |  | 0288vs03 | Helios - KWL EC 220 D | 88% | 0% | 0.4 | 80 | 120 | 100 | incl. | yes | / | 73.6 | 58.1 | - | [60 empty] | 160 |  | 1 | #VALUE! | 99999 | 99999 | 99999 |  | TRUE | TRUE |  | 1 | #VALUE! | 99999 | 455 | 0455 | 92 | FALSE | TRUE | 0646wi03-Pazen Fenster+Technik - ENERsign plus DK CTU - Chromat. Ultra PU | 0 | 181 | 0180 | 498 | 0498 | 139 | FALSE | TRUE | 0331vs03-Zewotherm - ZA11LG180 | 0 | 259 | 0695 | 288 | 0288 | 61 | FALSE | TRUE |  | 1 | #VALUE! | 99999 | 99999 | 99999 |  | TRUE | TRUE |  | 1 | #VALUE! | 99999 | 99999 | 99999 |  | TRUE | TRUE | [70 empty] | 0
[233 empty] | 0534ed03 | KPA Katzbeck - LUMA PASSIVA | 0 | 0.45 | 0721wi03 | Moll - thermoll-Passivhausfenster - SWISSP. V | 0.79 | 0.79 | 0.84 | 0.79 | 0.123 | 0.123 | 0.123 | 0.123 | 0.029 | 0.029 | 0.029 | 0.029 | 0.04 | 0.04 | 0.04 | 0.04 |  | 0287vs03 | Helios - KWL EC 700 D | 82% | 0% | 0.37 | 210 | 500 | 100 | incl. | yes | / | 68.3 | 53.9 | - | [60 empty] | 161 |  | 1 | #VALUE! | 99999 | 99999 | 99999 |  | TRUE | TRUE |  | 1 | #VALUE! | 99999 | 534 | 0534 | 93 | FALSE | TRUE | 0648wi03-Pazen Fenster+Technik - ENERsign plus Door CTU - Chromat. Ultra PU | 0 | 182 | 0181 | 721 | 0721 | 140 | FALSE | TRUE | 0332vs03-Zewotherm - ZA11LG250 | 0 | 260 | 0702 | 287 | 0287 | 62 | FALSE | TRUE |  | 1 | #VALUE! | 99999 | 99999 | 99999 |  | TRUE | TRUE |  | 1 | #VALUE! | 99999 | 99999 | 99999 |  | TRUE | TRUE | [70 empty] | 0
[233 empty] | 0614ed03 | Moralt - Moralt OutDoor FERRO Passiv with glazing | 0 | 0.37 | 0618wi03 | MSM - Passive MSM - SWISSP. Ultimate | 0.73 | 0.73 | 0.75 | 0.73 | 0.109 | 0.109 | 0.109 | 0.109 | 0.028 | 0.028 | 0.028 | 0.028 | 0.04 | 0.04 | 0.04 | 0.04 |  | 0285vs03 | Helios - KWL EC 270 | 85% | 0% | 0.34 | 97 | 191 | 100 | incl. | yes | / | 49.7 | 34.1 | - | [60 empty] | 162 |  | 1 | #VALUE! | 99999 | 99999 | 99999 |  | TRUE | TRUE |  | 1 | #VALUE! | 99999 | 614 | 0614 | 94 | FALSE | TRUE | 0768wi03-Pazen Fenster+Technik - ENERsign eco - SWISSP. Ultimate PU | 0 | 183 | 0182 | 618 | 0618 | 141 | FALSE | TRUE | 0113vl03-Airflow - DUPLEX S 1100 Flex | 0 | 262 | 0704 | 285 | 0285 | 63 | FALSE | TRUE |  | 1 | #VALUE! | 99999 | 99999 | 99999 |  | TRUE | TRUE |  | 1 | #VALUE! | 99999 | 99999 | 99999 |  | TRUE | TRUE | [70 empty] | 0
[233 empty] | 0233ed03 | Moralt - Moralt OutDoor FERRO Passiv Klima with glazing | 0 | 0.59 | 0064wi03 | Munster Joinery - PassiV Future Proof - SuperSp. Tri-Seal PU | 0.76 | 0.76 | 0.76 | 0.76 | 0.102 | 0.102 | 0.102 | 0.102 | 0.024 | 0.024 | 0.024 | 0.024 | 0.04 | 0.04 | 0.04 | 0.04 |  | 0286vs03 | Helios - KWL EC 370 | 84% | 0% | 0.36 | 103 | 299 | 100 | incl. | yes | / | 59.5 | 42.4 | - | [60 empty] | 163 |  | 1 | #VALUE! | 99999 | 99999 | 99999 |  | TRUE | TRUE |  | 1 | #VALUE! | 99999 | 233 | 0233 | 95 | FALSE | TRUE | 0771wi02-Pazen Fenster+Technik - ENERsign plus - SWISSP. Ultimate PU | 0 | 184 | 0183 | 64 | 0064 | 142 | FALSE | TRUE | 0114vl03-Airflow - DUPLEX S 3600 Flex | 0 | 263 | 0710 | 286 | 0286 | 64 | FALSE | TRUE |  | 1 | #VALUE! | 99999 | 99999 | 99999 |  | TRUE | TRUE |  | 1 | #VALUE! | 99999 | 99999 | 99999 |  | TRUE | TRUE | [70 empty] | 0
[233 empty] | 0613ed03 | Moralt - Moralt OutDoor FERRO Passiv (inkl. -Passiv Klima / -Passiv KlimaSoft / -FireSafe Passiv / -Akustik Passiv) | 0 | 0.5 | 0065wi03 | Munster Joinery - EcoClad 120+ - SuperSp. Tri-Seal PU | 0.78 | 0.78 | 0.78 | 0.78 | 0.103 | 0.103 | 0.103 | 0.103 | 0.023 | 0.023 | 0.023 | 0.023 | 0.04 | 0.04 | 0.04 | 0.04 |  | 0687vs03 | Hoval - HomeVent classic (150) | 87% | 0% | 0.24 | 40 | 112 | 100 | incl. | yes | / | 62 | 51.1 | - | [60 empty] | 164 |  | 1 | #VALUE! | 99999 | 99999 | 99999 |  | TRUE | TRUE |  | 1 | #VALUE! | 99999 | 613 | 0613 | 96 | FALSE | TRUE | 0637wi03-Pfeffer - Pfeffer RPS - SWISSP. Ultimate | 0 | 185 | 0184 | 65 | 0065 | 143 | FALSE | TRUE | 0226vl03-Airflow - DUPLEX S 1600 Flex | 0 | 264 | 0711 | 687 | 0687 | 65 | FALSE | TRUE |  | 1 | #VALUE! | 99999 | 99999 | 99999 |  | TRUE | TRUE |  | 1 | #VALUE! | 99999 | 99999 | 99999 |  | TRUE | TRUE | [70 empty] | 0
[233 empty] | 0615ed03 | Moralt - Moralt OutDoor FERRO Passiv KlimaSoft with glazing | 0 | 0.48 | 0335wi03 | Munster Joinery - Passiv AluP+ - SuperSp. Tri-Seal | 0.85 | 0.85 | 0.85 | 0.85 | 0.103 | 0.103 | 0.103 | 0.103 | 0.023 | 0.023 | 0.023 | 0.023 | 0.04 | 0.04 | 0.04 | 0.04 |  | 0715vs03 | Junkers, Bosch - Junkers AerastarComfort LP 350-2, Bosch Vent 5000C HR 350 W | 84% | 0% | 0.35 | 130 | 320 | 100 | incl. | yes | / | 64 | 70.2 | - | [60 empty] | 165 |  | 1 | #VALUE! | 99999 | 99999 | 99999 |  | TRUE | TRUE |  | 1 | #VALUE! | 99999 | 615 | 0615 | 97 | FALSE | TRUE | 0075wi03-Pierret System - QUESTY - SWISSP. V | 0 | 186 | 0185 | 335 | 0335 | 144 | FALSE | TRUE | 0227vl03-Airflow - DUPLEX S 2600 Flex | 0 | 265 | 0712 | 715 | 0715 | 66 | FALSE | TRUE |  | 1 | #VALUE! | 99999 | 99999 | 99999 |  | TRUE | TRUE |  | 1 | #VALUE! | 99999 | 99999 | 99999 |  | TRUE | TRUE | [70 empty] | 0
[233 empty] | 0798ed03 | New Rock, s.r.o. - Varmaj | 0 | 0.23 | 0462wi03 | Munster Joinery - Passiv Aluclad T&T - SuperSp. Tri-Seal | 0.72 | 0.72 | 0.72 | 0.72 | 0.128 | 0.128 | 0.128 | 0.128 | 0.02 | 0.02 | 0.02 | 0.02 | 0.04 | 0.04 | 0.04 | 0.04 |  | 0716vs03 | Junkers, Bosch - Junkers AerastarComfort LP 230-2, Bosch Vent 5000C HR 230 W | 82% | 0% | 0.32 | 70 | 230 | 100 | incl. | yes | / | 55.3 | 61.2 | - | [60 empty] | 166 |  | 1 | #VALUE! | 99999 | 99999 | 99999 |  | TRUE | TRUE |  | 1 | #VALUE! | 99999 | 798 | 0798 | 98 | FALSE | TRUE | 0380wi03-POL SKONE - EC90 PLUS - SWISSP. V | 0 | 187 | 0186 | 462 | 0462 | 145 | FALSE | TRUE | 0528vl03-AirXpert - RTV 3400 | 0 | 266 | 0713 | 716 | 0716 | 67 | FALSE | TRUE |  | 1 | #VALUE! | 99999 | 99999 | 99999 |  | TRUE | TRUE |  | 1 | #VALUE! | 99999 | 99999 | 99999 |  | TRUE | TRUE | [70 empty] | 0
[233 empty] | 0799ed03 | New Rock, s.r.o. - Varmaj with glazing | 0 | 0.23 | 0497wi03 | Munster Joinery - Passiv PVC+ T&T - SuperSp. Tri-Seal | 0.66 | 0.66 | 0.66 | 0.66 | 0.125 | 0.125 | 0.125 | 0.125 | 0.025 | 0.025 | 0.025 | 0.025 | 0.04 | 0.04 | 0.04 | 0.04 |  | 0717vs03 | Junkers, Bosch - Junkers AerastarComfort LP 140-2, Bosch Vent 5000C HR 140 W | 82% | 0% | 0.4 | 70 | 140 | 100 | incl. | yes | / | 55.8 | 62.8 | - | [60 empty] | 167 |  | 1 | #VALUE! | 99999 | 99999 | 99999 |  | TRUE | TRUE |  | 1 | #VALUE! | 99999 | 799 | 0799 | 99 | FALSE | TRUE | 0527wi03-POL SKONE - EC90 PLUS ALU-EFFECT - SWISSP. V | 0 | 188 | 0187 | 497 | 0497 | 146 | FALSE | TRUE | 0764vl03-ALDES Aéraulique - XH3500 | 0 | 267 | 0714 | 717 | 0717 | 68 | FALSE | TRUE |  | 1 | #VALUE! | 99999 | 99999 | 99999 |  | TRUE | TRUE |  | 1 | #VALUE! | 99999 | 99999 | 99999 |  | TRUE | TRUE | [70 empty] | 0
[233 empty] | 0778ed03 | Optiwin - ENTRADA | 0 | 0.5 | 0092wi03 | Mur - WM Passivhausfenster - SWISSP. V | 0.73 | 0.73 | 0.8 | 0.73 | 0.131 | 0.131 | 0.131 | 0.131 | 0.024 | 0.024 | 0.024 | 0.024 | 0.04 | 0.04 | 0.04 | 0.04 |  | 0291vs03 | Junkers, Bosch - AERASTAR compact LP150-1 | 86% | 0% | 0.36 | 95 | 160 | 100 | incl. | yes | / | 69.1 | 59.4 | - | [60 empty] | 168 |  | 1 | #VALUE! | 99999 | 99999 | 99999 |  | TRUE | TRUE |  | 1 | #VALUE! | 99999 | 778 | 0778 | 100 | FALSE | TRUE | 0750wi03-POL SKONE - EC90 PLUS ALU-EFFECT Typ A - ULTIMATE Swisspacer | 0 | 189 | 0189 | 92 | 0092 | 147 | FALSE | TRUE | 0111vl03-Atrea - DUPLEX S 1100 Flexi | 0 | 268 | 0715 | 291 | 0291 | 69 | FALSE | TRUE |  | 1 | #VALUE! | 99999 | 99999 | 99999 |  | TRUE | TRUE |  | 1 | #VALUE! | 99999 | 99999 | 99999 |  | TRUE | TRUE | [70 empty] | 0
[233 empty] | 0634ed03 | pro Passivhausfenster - smartwin entrance | 0 | 0.34 | 0067wi03 | Niveau - KombiRoyal Plus PH - Thermix | 0.68 | 0.68 | 0.68 | 0.68 | 0.124 | 0.124 | 0.124 | 0.124 | 0.04 | 0.04 | 0.04 | 0.04 | 0.04 | 0.04 | 0.04 | 0.04 |  | 0290vs03 | Junkers, Bosch - AerastarComfort LP 250 | 82% | 0% | 0.41 | 100 | 200 | 100 | incl. | yes | / | 70.5 | 57.7 | - | [60 empty] | 169 |  | 1 | #VALUE! | 99999 | 99999 | 99999 |  | TRUE | TRUE |  | 1 | #VALUE! | 99999 | 634 | 0634 | 101 | FALSE | TRUE | 0119wi03-Pollmann & Renken - clima compact - SWISSP. V | 0 | 190 | 0190 | 67 | 0067 | 148 | FALSE | TRUE | 0112vl03-Atrea - DUPLEX S 3600 Flexi | 0 | 269 | 0716 | 290 | 0290 | 70 | FALSE | TRUE |  | 1 | #VALUE! | 99999 | 99999 | 99999 |  | TRUE | TRUE |  | 1 | #VALUE! | 99999 | 99999 | 99999 |  | TRUE | TRUE | [70 empty] | 0
[233 empty] | 0690ed03 | pro Passivhausfenster - smartwin entrance with glazing | 0 | 0.34 | 0685wi03 | Nordfenster-Excl. Wood Group - EWG Passive/ Passive Fixed - SWISSP. Ultimate PU | 0.81 | 0.81 | 0.83 | 0.81 | 0.113 | 0.113 | 0.114 | 0.113 | 0.02 | 0.02 | 0.022 | 0.02 | 0.04 | 0.04 | 0.04 | 0.04 |  | 0292vs03 | Kampmann - Indoor 400 WRG | 75% | 0% | 0.45 | 100 | 250 | 100 | incl. | yes | / | 57.2 | 54.1 | - | [60 empty] | 170 |  | 1 | #VALUE! | 99999 | 99999 | 99999 |  | TRUE | TRUE |  | 1 | #VALUE! | 99999 | 690 | 0690 | 102 | FALSE | TRUE | 0118wi03-PORTA - clima compact - SWISSP. V | 0 | 191 | 0191 | 685 | 0685 | 149 | FALSE | TRUE | 0228vl03-Atrea - DUPLEX S 1600 Flexi | 0 | 270 | 0717 | 292 | 0292 | 71 | FALSE | TRUE |  | 1 | #VALUE! | 99999 | 99999 | 99999 |  | TRUE | TRUE |  | 1 | #VALUE! | 99999 | 99999 | 99999 |  | TRUE | TRUE | [70 empty] | 0
[233 empty] | 0132ed03 | profine - TROCAL® 88+ Passive House door with 70mm Haustürflügel | 0 | 0.43 | 0605wi03 | OPD - MB-104 Passive SI - SWISSP. Ultimate | 0.83 | 0.83 | 0.83 | 0.83 | 0.15 | 0.15 | 0.15 | 0.15 | 0.021 | 0.021 | 0.021 | 0.021 | 0.04 | 0.04 | 0.04 | 0.04 |  | 0743vs03 | Kermi - x-well N400 | 85% | 0% | 0.25 | 111 | 265 | 100 | incl. | yes | / | 63.5 | 48 | - | [60 empty] | 171 |  | 1 | #VALUE! | 99999 | 99999 | 99999 |  | TRUE | TRUE |  | 1 | #VALUE! | 99999 | 132 | 0132 | 103 | FALSE | TRUE | 0456wi03-POZBUD - Pozbud Passive Exclusive - SWISSP. V | 0 | 192 | 0192 | 605 | 0605 | 150 | FALSE | TRUE | 0229vl03-Atrea - DUPLEX S 2600 Flexi | 0 | 271 | 0727 | 743 | 0743 | 72 | FALSE | TRUE |  | 1 | #VALUE! | 99999 | 99999 | 99999 |  | TRUE | TRUE |  | 1 | #VALUE! | 99999 | 99999 | 99999 |  | TRUE | TRUE | [70 empty] | 0
[233 empty] | 0179ed03 | profine - TROCAL® 88+ Passive House door with 88mm Haustürflügel | 0 | 0.43 | 0512wi03 | OPTIWIN - PURISTA - SuperSp. Tri-Seal PU | 0.76 | 0.76 | 0.94 | 0.76 | 0.092 | 0.092 | 0.092 | 0.092 | 0.023 | 0.023 | 0.023 | 0.023 | 0.04 | 0.04 | 0.04 | 0.04 |  | 0742vs03 | Kermi - x-well N170 | 87% | 0% | 0.24 | 40 | 112 | 100 | incl. | yes | / | 62 | 51.1 | - | [60 empty] | 172 |  | 1 | #VALUE! | 99999 | 99999 | 99999 |  | TRUE | TRUE |  | 1 | #VALUE! | 99999 | 179 | 0179 | 104 | FALSE | TRUE | 0460wi03-POZBUD - Pozbud Passive Ultima - SWISSP. V | 0 | 193 | 0193 | 512 | 0512 | 151 | FALSE | TRUE | 0230vl03-Drexel und Weiss - Aerosilent Centro 1200 | 0 | 272 | 0729 | 742 | 0742 | 73 | FALSE | TRUE |  | 1 | #VALUE! | 99999 | 99999 | 99999 |  | TRUE | TRUE |  | 1 | #VALUE! | 99999 | 99999 | 99999 |  | TRUE | TRUE | [70 empty] | 0
[233 empty] | 0204ed03 | profine - Kömmerling 88plus® Passive House door | 0 | 0.43 | 0513wi03 | OPTIWIN - LIGNUMA - SuperSp. Tri-Seal PU | 0.79 | 0.79 | 0.92 | 0.79 | 0.097 | 0.097 | 0.097 | 0.097 | 0.023 | 0.023 | 0.022 | 0.023 | 0.04 | 0.04 | 0.04 | 0.04 |  | 0484vs03 | Lemmens - HRflat 600 / KWin | 78% | 0% | 0.37 | 118 | 453 | 100 | incl. | yes | / | 74.8 | 59 | - | [60 empty] | 173 |  | 1 | #VALUE! | 99999 | 99999 | 99999 |  | TRUE | TRUE |  | 1 | #VALUE! | 99999 | 204 | 0204 | 105 | FALSE | TRUE | 0616wi03-pro Passivhausfenster - smartwin compact - SWISSP. Ultimate PU | 0 | 194 | 0194 | 513 | 0513 | 152 | FALSE | TRUE | 0231vl03-GEA - Com4mini 750 | 0 | 273 | 0732 | 484 | 0484 | 74 | FALSE | TRUE |  | 1 | #VALUE! | 99999 | 99999 | 99999 |  | TRUE | TRUE |  | 1 | #VALUE! | 99999 | 99999 | 99999 |  | TRUE | TRUE | [70 empty] | 0
[233 empty] | 0180ed03 | Rehau - Entrance door GENEO PHZ, with Güwa filling on one wing side | 0 | 0.36 | 0514wi03 | OPTIWIN - RESISTA - SuperSp. Tri-Seal PU | 0.81 | 0.81 | 0.91 | 0.81 | 0.095 | 0.095 | 0.095 | 0.095 | 0.024 | 0.024 | 0.024 | 0.024 | 0.04 | 0.04 | 0.04 | 0.04 |  | 0756vs03 | MAICO - WR 310, WS 320 B, WS 320 K, WS 320 KB | 92% | 0% | 0.24 | 116 | 246 | 100 | incl. | yes | / | 54.8 | 46.7 | - | [60 empty] | 174 |  | 1 | #VALUE! | 99999 | 99999 | 99999 |  | TRUE | TRUE |  | 1 | #VALUE! | 99999 | 180 | 0180 | 106 | FALSE | TRUE | 0632wi02-pro Passivhausfenster - smartwin arctic - SWISSP. Ultimate PU | 0 | 195 | 0195 | 514 | 0514 | 153 | FALSE | TRUE | 0787vl03-GEA - COM4mini CC60 | 0 | 274 | 0736 | 756 | 0756 | 75 | FALSE | TRUE |  | 1 | #VALUE! | 99999 | 99999 | 99999 |  | TRUE | TRUE |  | 1 | #VALUE! | 99999 | 99999 | 99999 |  | TRUE | TRUE | [70 empty] | 0
[233 empty] | 0181ed03 | Rehau - Entrance door GENEO PHZ, with Güwa filling on one wing side with glazing | 0 | 0.36 | 0589wi03 | OPTIWIN - FUTURA - SWISSP. Ultimate | 0.72 | 0.72 | 1.08 | 0.72 | 0.095 | 0.095 | 0.095 | 0.095 | 0.023 | 0.023 | 0.023 | 0.023 | 0.04 | 0.04 | 0.04 | 0.04 |  | 0757vs03 | MAICO - WR 410, WS 470 B, WS 470 K, WS 470 KB | 90% | 0% | 0.29 | 116 | 368 | 100 | incl. | yes | / | 62.8 | 52 | - | [60 empty] | 175 |  | 1 | #VALUE! | 99999 | 99999 | 99999 |  | TRUE | TRUE |  | 1 | #VALUE! | 99999 | 181 | 0181 | 107 | FALSE | TRUE | 0633wi03-pro Passivhausfenster - smartwin historic - SWISSP. Ultimate PU | 0 | 196 | 0196 | 589 | 0589 | 154 | FALSE | TRUE | 0115vl03-Heinemann - Vario 1000 SE | 0 | 275 | 0740 | 757 | 0757 | 76 | FALSE | TRUE |  | 1 | #VALUE! | 99999 | 99999 | 99999 |  | TRUE | TRUE |  | 1 | #VALUE! | 99999 | 99999 | 99999 |  | TRUE | TRUE | [70 empty] | 0
[233 empty] | 0182ed03 | Rehau - Entrance door GENEO PHZ, with Güwa filling on one wing side - variant without steel profile in door wing and fire door box | 0 | 0.36 | 0069wi03 | OPTIWIN - Alphawin - SuperSp. Tri-Seal | 0.79 | 0.79 | 1 | 0.79 | 0.09 | 0.09 | 0.09 | 0.09 | 0.023 | 0.023 | 0.024 | 0.023 | 0.04 | 0.04 | 0.04 | 0.04 |  | 0758vs03 | MAICO - WS 320 ET, WS 320 BET, WS 320 KET, WS 320 KBET | 87% | 74% | 0.23 | 116 | 246 | 100 | incl. | yes | / | 54.8 | 46.7 | - | [60 empty] | 176 |  | 1 | #VALUE! | 99999 | 99999 | 99999 |  | TRUE | TRUE |  | 1 | #VALUE! | 99999 | 182 | 0182 | 108 | FALSE | TRUE | 0076wi03-pro Passivhausfenster - smartwin - SuperSp. Tri-Seal | 0 | 197 | 0197 | 69 | 0069 | 155 | FALSE | TRUE | 0116vl03-Heinemann - Vario 3500 SE | 0 | 276 | 0740 | 758 | 0758 | 77 | FALSE | TRUE |  | 1 | #VALUE! | 99999 | 99999 | 99999 |  | TRUE | TRUE |  | 1 | #VALUE! | 99999 | 99999 | 99999 |  | TRUE | TRUE | [70 empty] | 0
[233 empty] | 0183ed03 | Rehau - Entrance door GENEO PHZ, with Güwa filling on one wing side with glazing - variant without steel profile in door wing and fire door box | 0 | 0.36 | 0070wi03 | Ost - Ost Neue Generation Holz - SWISSPACER | 0.78 | 0.78 | 0.83 | 0.78 | 0.131 | 0.131 | 0.146 | 0.131 | 0.028 | 0.028 | 0.028 | 0.028 | 0.04 | 0.04 | 0.04 | 0.04 |  | 0759vs03 | MAICO - WS 470 ET, WS 470 BET, WS 470 KET, WS 470 KBET | 85% | 71% | 0.27 | 116 | 368 | 100 | incl. | yes | / | 62.8 | 52 | - | [60 empty] | 177 |  | 1 | #VALUE! | 99999 | 99999 | 99999 |  | TRUE | TRUE |  | 1 | #VALUE! | 99999 | 183 | 0183 | 109 | FALSE | TRUE | 0077wi03-profine - TROCAL® 88+ Flügelüberschlagverklebung - SWISSP. V | 0 | 198 | 0199 | 70 | 0070 | 156 | FALSE | TRUE | 0235vl03-Heinemann - Vario 1500 SE | 0 | 277 | 0742 | 759 | 0759 | 78 | FALSE | TRUE |  | 1 | #VALUE! | 99999 | 99999 | 99999 |  | TRUE | TRUE |  | 1 | #VALUE! | 99999 | 99999 | 99999 |  | TRUE | TRUE | [70 empty] | 0
[233 empty] | 0184ed03 | Rehau - Entrance door GENEO PHZ, with Güwa filling coating on two wing sides | 0 | 0.29 | 0071wi03 | Passivhaus-Holzfensterring - Holzfensterring-Öko-Therm - SWISSPACER | 0.71 | 0.71 | 0.74 | 0.71 | 0.131 | 0.131 | 0.131 | 0.131 | 0.038 | 0.038 | 0.038 | 0.038 | 0.04 | 0.04 | 0.04 | 0.04 |  | 0465vs03 | MAICO - WS 170 K, WS 170 KB | 86% | 0% | 0.37 | 57 | 106 | 100 | incl. | yes | / | 55 | 55.2 | - | [60 empty] | 178 |  | 1 | #VALUE! | 99999 | 99999 | 99999 |  | TRUE | TRUE |  | 1 | #VALUE! | 99999 | 184 | 0184 | 110 | FALSE | TRUE | 0078wi03-profine - KÖMMERLING 88plus Flügelüberschlagverklebung - SWISSP. V | 0 | 199 | 0200 | 71 | 0071 | 157 | FALSE | TRUE | 0236vl03-Heinemann - Vario 2500 SE | 0 | 278 | 0743 | 465 | 0465 | 79 | FALSE | TRUE |  | 1 | #VALUE! | 99999 | 99999 | 99999 |  | TRUE | TRUE |  | 1 | #VALUE! | 99999 | 99999 | 99999 |  | TRUE | TRUE | [70 empty] | 0
[233 empty] | 0185ed03 | Rehau - Entrance door GENEO PHZ, with Güwa filling coating on two wing sides with glazing | 0 | 0.29 | 0072wi03 | Pazen Fenster+Technik - ENERsign - Thermix | 0.64 | 0.64 | 0.78 | 0.64 | 0.1 | 0.1 | 0.1 | 0.1 | 0.033 | 0.033 | 0.031 | 0.033 | 0.04 | 0.04 | 0.04 | 0.04 |  | 0296vs03 | MAICO - aeronorm WR 600 | 76% | 0% | 0.35 | 140 | 490 | 100 | incl. | yes | / | 52.7 | 49.6 | - | [60 empty] | 179 |  | 1 | #VALUE! | 99999 | 99999 | 99999 |  | TRUE | TRUE |  | 1 | #VALUE! | 99999 | 185 | 0185 | 111 | FALSE | TRUE | 0079wi03-profine - KBE System_88mm - Passivhaus - SWISSP. V | 0 | 200 | 0201 | 72 | 0072 | 158 | FALSE | TRUE | 0727vl03-Helios - KWL EC 800S PRO | 0 | 279 | 0745 | 296 | 0296 | 80 | FALSE | TRUE |  | 1 | #VALUE! | 99999 | 99999 | 99999 |  | TRUE | TRUE |  | 1 | #VALUE! | 99999 | 99999 | 99999 |  | TRUE | TRUE | [70 empty] | 0
[233 empty] | 0186ed03 | Rehau - Entrance door GENEO PHZ, with Güwa filling coating on two wing sides - variant without steel profile in door wing and fire door box | 0 | 0.29 | 0639wi02 | Pazen Fenster+Technik - ENERsign arctis* - SWISSP. Ultimate PU | 0.61 | 0.61 | 0.61 | 0.61 | 0.094 | 0.094 | 0.094 | 0.094 | 0.02 | 0.02 | 0.02 | 0.02 | 0.04 | 0.04 | 0.04 | 0.04 |  | 0294vs03 | MAICO - aeronom WR 300 | 75% | 0% | 0.33 | 110 | 231 | 100 | incl. | yes | / | 49.2 | 46.3 | - | [60 empty] | 180 |  | 1 | #VALUE! | 99999 | 99999 | 99999 |  | TRUE | TRUE |  | 1 | #VALUE! | 99999 | 186 | 0186 | 112 | FALSE | TRUE | 0080wi03-profine - eCo2 - Thermix | 0 | 201 | 0202 | 639 | 0639 | 159 | FALSE | TRUE | 0575vl03-Helios - KWL EC 1800S PRO | 0 | 280 | 0747 | 294 | 0294 | 81 | FALSE | TRUE |  | 1 | #VALUE! | 99999 | 99999 | 99999 |  | TRUE | TRUE |  | 1 | #VALUE! | 99999 | 99999 | 99999 |  | TRUE | TRUE | [70 empty] | 0
[233 empty] | 0187ed03 | Rehau - Entrance door GENEO PHZ, with Güwa filling coating on two wing sides with glazing - variant without steel profile in door wing and fire door box | 0 | 0.29 | 0646wi03 | Pazen Fenster+Technik - ENERsign plus DK CTU - Chromat. Ultra PU | 0.61 | 0.61 | 0.61 | 0.61 | 0.094 | 0.094 | 0.094 | 0.094 | 0.028 | 0.028 | 0.027 | 0.028 | 0.04 | 0.04 | 0.04 | 0.04 |  | 0295vs03 | MAICO - aeronom WR 400 | 75% | 0% | 0.36 | 120 | 308 | 100 | incl. | yes | / | 51.8 | 49 | - | [60 empty] | 181 |  | 1 | #VALUE! | 99999 | 99999 | 99999 |  | TRUE | TRUE |  | 1 | #VALUE! | 99999 | 187 | 0187 | 113 | FALSE | TRUE | 0636wi03-PURAL - eco90 - SWISSP. Ultimate PU | 0 | 202 | 0203 | 646 | 0646 | 160 | FALSE | TRUE | 0574vl03-Helios - KWL EC 2600S PRO | 0 | 281 | 0748 | 295 | 0295 | 82 | FALSE | TRUE |  | 1 | #VALUE! | 99999 | 99999 | 99999 |  | TRUE | TRUE |  | 1 | #VALUE! | 99999 | 99999 | 99999 |  | TRUE | TRUE | [70 empty] | 0
[233 empty] | 0189ed03 | Rehau - Entrance door GENEO PHZ, with Rodenberg filling on one wing side | 0 | 0.39 | 0648wi03 | Pazen Fenster+Technik - ENERsign plus Door CTU - Chromat. Ultra PU | 0.59 | 0.61 | 0.88 | 0.61 | 0.149 | 0.094 | 0.094 | 0.094 | 0.032 | 0.028 | 0.03 | 0.028 | 0.04 | 0.04 | 0.04 | 0.04 |  | 0297vs03 | MAICO - aeronorm WS 250 | 85% | 0% | 0.35 | 150 | 250 | 100 | incl. | yes | / | - | - | - | [60 empty] | 182 |  | 1 | #VALUE! | 99999 | 99999 | 99999 |  | TRUE | TRUE |  | 1 | #VALUE! | 99999 | 189 | 0189 | 114 | FALSE | TRUE | 0709wi03-Purso Oy - Purso LK90 ECO - SWISSP. Ultimate | 0 | 203 | 0204 | 648 | 0648 | 161 | FALSE | TRUE | 0237vl03-Helios - KWL EC 1400 D | 0 | 282 | 0753 | 297 | 0297 | 83 | FALSE | TRUE |  | 1 | #VALUE! | 99999 | 99999 | 99999 |  | TRUE | TRUE |  | 1 | #VALUE! | 99999 | 99999 | 99999 |  | TRUE | TRUE | [70 empty] | 0
[233 empty] | 0190ed03 | Rehau - Entrance door GENEO PHZ, with Rodenberg filling on one wing side with glazing | 0 | 0.39 | 0768wi03 | Pazen Fenster+Technik - ENERsign eco - SWISSP. Ultimate PU | 0.88 | 0.88 | 0.92 | 0.88 | 0.094 | 0.094 | 0.094 | 0.094 | 0.019 | 0.019 | 0.019 | 0.019 | 0.04 | 0.04 | 0.04 | 0.04 |  | 0461vs03 | Nilan - Comfort CT 300 | 85% | 0% | 0.25 | 111 | 265 | 100 | incl. | yes | / | 63.5 | 48 | - | [60 empty] | 183 |  | 1 | #VALUE! | 99999 | 99999 | 99999 |  | TRUE | TRUE |  | 1 | #VALUE! | 99999 | 190 | 0190 | 115 | FALSE | TRUE | 0786wi03-Qingdoa Anrida - Passive-Ha130 - SWISSP. Ultimate | 0 | 204 | 0205 | 768 | 0768 | 162 | FALSE | TRUE | 0238vl03-Helios - KWL EC 2000 D | 0 | 283 | 0754 | 461 | 0461 | 84 | FALSE | TRUE |  | 1 | #VALUE! | 99999 | 99999 | 99999 |  | TRUE | TRUE |  | 1 | #VALUE! | 99999 | 99999 | 99999 |  | TRUE | TRUE | [70 empty] | 0
[233 empty] | 0191ed03 | Rehau - Entrance door GENEO PHZ, with Rodenberg filling on one wing side - variant without steel profile in door wing and fire door box | 0 | 0.39 | 0771wi02 | Pazen Fenster+Technik - ENERsign plus - SWISSP. Ultimate PU | 0.59 | 0.59 | 0.59 | 0.59 | 0.094 | 0.094 | 0.094 | 0.094 | 0.02 | 0.02 | 0.02 | 0.02 | 0.04 | 0.04 | 0.04 | 0.04 |  | 0658vs03 | Nilan - Comfort CT 150 | 87% | 0% | 0.24 | 40 | 112 | 100 | incl. | yes | / | 62 | 51.1 | - | [60 empty] | 184 |  | 1 | #VALUE! | 99999 | 99999 | 99999 |  | TRUE | TRUE |  | 1 | #VALUE! | 99999 | 191 | 0191 | 116 | FALSE | TRUE | 0246wi03-RAICO - FRAME+ 90 WI - SWISSP. Ultimate | 0 | 205 | 0207 | 771 | 0771 | 163 | FALSE | TRUE | 0651vl03-LÜFTA - MAXK I3 3000 DC | 0 | 284 | 0755 | 658 | 0658 | 85 | FALSE | TRUE |  | 1 | #VALUE! | 99999 | 99999 | 99999 |  | TRUE | TRUE |  | 1 | #VALUE! | 99999 | 99999 | 99999 |  | TRUE | TRUE | [70 empty] | 0
[233 empty] | 0192ed03 | Rehau - Entrance door GENEO PHZ, with Rodenberg filling on one wing side with glazing - variant without steel profile in door wing and fire door box | 0 | 0.39 | 0637wi03 | Pfeffer - Pfeffer RPS - SWISSP. Ultimate | 0.84 | 0.84 | 0.87 | 0.84 | 0.088 | 0.088 | 0.109 | 0.088 | 0.022 | 0.022 | 0.022 | 0.022 | 0.04 | 0.04 | 0.04 | 0.04 |  | 0684vs03 | P.H. Solutions Ltd - Orbit 200 | 75% | 27% | 0.42 | 110 | 130 | 100 | incl. | no | / | 61.6 | 56 | Without freeze protection down to -15°C, hybrid rotor ERV=27% | [60 empty] | 185 |  | 1 | #VALUE! | 99999 | 99999 | 99999 |  | TRUE | TRUE |  | 1 | #VALUE! | 99999 | 192 | 0192 | 117 | FALSE | TRUE | 0251wi03-RAICO - FRAME+ 90 WB - SWISSP. V | 0 | 206 | 0208 | 637 | 0637 | 164 | FALSE | TRUE | 0652vl03-LÜFTA - MAXK I3 4000 DC | 0 | 285 | 0756 | 684 | 0684 | 86 | FALSE | TRUE |  | 1 | #VALUE! | 99999 | 99999 | 99999 |  | TRUE | TRUE |  | 1 | #VALUE! | 99999 | 99999 | 99999 |  | TRUE | TRUE | [70 empty] | 0
[233 empty] | 0193ed03 | Rehau - Entrance door GENEO PHZ, with Rodenberg filling coating on two wing sides | 0 | 0.33 | 0075wi03 | Pierret System - QUESTY - SWISSP. V | 0.74 | 0.74 | 0.74 | 0.74 | 0.118 | 0.118 | 0.118 | 0.118 | 0.028 | 0.028 | 0.028 | 0.028 | 0.04 | 0.04 | 0.04 | 0.04 |  | 0680vs03 | PAUL - CLIMOS F 200 (Comfort) | 84% | 58% | 0.4 | 100 | 115 | 100 | incl. | yes | / | 66.6 | 57.8 | - | [60 empty] | 186 |  | 1 | #VALUE! | 99999 | 99999 | 99999 |  | TRUE | TRUE |  | 1 | #VALUE! | 99999 | 193 | 0193 | 118 | FALSE | TRUE | 0737wi03-RAICO Bautechnik GmbH - FRAME+ 90 WI - SWISSP. Ultimate | 0 | 207 | 0209 | 75 | 0075 | 165 | FALSE | TRUE | 0653vl04-LÜFTA - MAXK I3 5000 DC | 0 | 286 | 0757 | 680 | 0680 | 87 | FALSE | TRUE |  | 1 | #VALUE! | 99999 | 99999 | 99999 |  | TRUE | TRUE |  | 1 | #VALUE! | 99999 | 99999 | 99999 |  | TRUE | TRUE | [70 empty] | 0
[233 empty] | 0194ed03 | Rehau - Entrance door GENEO PHZ, with Rodenberg filling coating on two wing sides with glazing | 0 | 0.33 | 0380wi03 | POL SKONE - EC90 PLUS - SWISSP. V | 0.67 | 0.67 | 0.75 | 0.67 | 0.134 | 0.134 | 0.138 | 0.134 | 0.032 | 0.032 | 0.03 | 0.032 | 0.04 | 0.04 | 0.04 | 0.04 |  | 0500vs03 | PAUL - maxiflat 600 | 78% | 0% | 0.37 | 118 | 453 | 100 | incl. | yes | / | 74.8 | 59 | - | [60 empty] | 187 |  | 1 | #VALUE! | 99999 | 99999 | 99999 |  | TRUE | TRUE |  | 1 | #VALUE! | 99999 | 194 | 0194 | 119 | FALSE | TRUE | 0081wi03-Rehau - REHAU GENEO PHZ - SWISSP. V | 0 | 208 | 0210 | 380 | 0380 | 166 | FALSE | TRUE | 0654vl03-LÜFTA - MAXK I3 6000 DC | 0 | 287 | 0758 | 500 | 0500 | 88 | FALSE | TRUE |  | 1 | #VALUE! | 99999 | 99999 | 99999 |  | TRUE | TRUE |  | 1 | #VALUE! | 99999 | 99999 | 99999 |  | TRUE | TRUE | [70 empty] | 0
[233 empty] | 0195ed03 | Rehau - Entrance door GENEO PHZ, with Rodenberg filling coating on two wing sides - variant without steel profile in door wing and fire door box | 0 | 0.33 | 0527wi03 | POL SKONE - EC90 PLUS ALU-EFFECT - SWISSP. V | 0.7 | 0.7 | 0.78 | 0.7 | 0.133 | 0.133 | 0.141 | 0.133 | 0.03 | 0.03 | 0.03 | 0.03 | 0.04 | 0.04 | 0.04 | 0.04 |  | 0304vs03 | PAUL - novus F 300 | 84% | 73% | 0.26 | 121 | 231 | 100 | incl. | yes | / | 64.9 | 46 | - | [60 empty] | 188 |  | 1 | #VALUE! | 99999 | 99999 | 99999 |  | TRUE | TRUE |  | 1 | #VALUE! | 99999 | 195 | 0195 | 120 | FALSE | TRUE | 0720wi03-Rosenheimer Flachglas - Roflag-Gaulhofer Fenster - SWISSPACER Ultimate | 0 | 209 | 0211 | 527 | 0527 | 167 | FALSE | TRUE | 0015vl03-Lüfta - MAXK-I3 7000 DC | 0 | 288 | 0759 | 304 | 0304 | 89 | FALSE | TRUE |  | 1 | #VALUE! | 99999 | 99999 | 99999 |  | TRUE | TRUE |  | 1 | #VALUE! | 99999 | 99999 | 99999 |  | TRUE | TRUE | [70 empty] | 0
[233 empty] | 0196ed03 | Rehau - Entrance door GENEO PHZ, with Rodenberg filling coating on two wing sides with glazing - variant without steel profile in door wing and fire door box | 0 | 0.33 | 0750wi03 | POL SKONE - EC90 PLUS ALU-EFFECT Typ A - ULTIMATE Swisspacer | 0.7 | 0.7 | 0.77 | 0.7 | 0.133 | 0.133 | 0.141 | 0.133 | 0.026 | 0.026 | 0.026 | 0.026 | 0.04 | 0.04 | 0.04 | 0.04 |  | 0303vs03 | PAUL - novus 450 | 89% | 0% | 0.29 | 140 | 348 | 100 | incl. | yes | / | 71.1 | 54.8 | - | [60 empty] | 189 |  | 1 | #VALUE! | 99999 | 99999 | 99999 |  | TRUE | TRUE |  | 1 | #VALUE! | 99999 | 196 | 0196 | 121 | FALSE | TRUE | 0245wi03-SAPA - AVANTIS 95 - SWISSP. V | 0 | 210 | 0212 | 750 | 0750 | 168 | FALSE | TRUE | 0239vl03-Lüfta - MAXK-I3 2000 DC (non residential) | 0 | 289 | 0760 | 303 | 0303 | 90 | FALSE | TRUE |  | 1 | #VALUE! | 99999 | 99999 | 99999 |  | TRUE | TRUE |  | 1 | #VALUE! | 99999 | 99999 | 99999 |  | TRUE | TRUE | [70 empty] | 0
[233 empty] | 0207ed03 | Reynaers - CS104 door with insulating panel | 0 | 0.43 | 0119wi03 | Pollmann & Renken - clima compact - SWISSP. V | 0.78 | 0.78 | 0.9 | 0.78 | 0.131 | 0.131 | 0.161 | 0.131 | 0.026 | 0.026 | 0.026 | 0.026 | 0.04 | 0.04 | 0.04 | 0.04 |  | 0305vs03 | PAUL - santos 570 DC | 84% | 0% | 0.31 | 110 | 308 | 100 | incl. | yes | / | 47.6 | 48.2 | - | [60 empty] | 190 |  | 1 | #VALUE! | 99999 | 99999 | 99999 |  | TRUE | TRUE |  | 1 | #VALUE! | 99999 | 207 | 0207 | 122 | FALSE | TRUE | 0044wi03-Sayyas - PASSIVE 120 - Thermix N | 0 | 211 | 0213 | 119 | 0119 | 169 | FALSE | TRUE | 0014vl03-Lüfta - MAXK-I3 2000 DC (residential) | 0 | 290 | 0764 | 305 | 0305 | 91 | FALSE | TRUE |  | 1 | #VALUE! | 99999 | 99999 | 99999 |  | TRUE | TRUE |  | 1 | #VALUE! | 99999 | 99999 | 99999 |  | TRUE | TRUE | [70 empty] | 0
[233 empty] | 0139ed03 | Rubner - Rubner Passive House door | 0 | 0.55 | 0118wi03 | PORTA - clima compact - SWISSP. V | 0.78 | 0.78 | 0.9 | 0.78 | 0.131 | 0.131 | 0.161 | 0.131 | 0.026 | 0.026 | 0.026 | 0.026 | 0.04 | 0.04 | 0.04 | 0.04 |  | 0300vs03 | PAUL - focus 200 | 91% | 0% | 0.31 | 116 | 155 | 100 | incl. | yes | / | 67.9 | 52.1 | - | [60 empty] | 191 |  | 1 | #VALUE! | 99999 | 99999 | 99999 |  | TRUE | TRUE |  | 1 | #VALUE! | 99999 | 139 | 0139 | 123 | FALSE | TRUE | 0631wi02-Sayyas - Sayyas PASSIVAPLUS - SWISSP. Ultimate PU | 0 | 212 | 0214 | 118 | 0118 | 170 | FALSE | TRUE | 0502vl03-Menerga - Adconair 76 10 01 | 0 | 291 | 0776 | 300 | 0300 | 92 | FALSE | TRUE |  | 1 | #VALUE! | 99999 | 99999 | 99999 |  | TRUE | TRUE |  | 1 | #VALUE! | 99999 | 99999 | 99999 |  | TRUE | TRUE | [70 empty] | 0
[233 empty] | 0197ed03 | Sturm - Clima Top Plus | 0 | 0.51 | 0456wi03 | POZBUD - Pozbud Passive Exclusive - SWISSP. V | 0.78 | 0.78 | 0.84 | 0.78 | 0.118 | 0.118 | 0.136 | 0.118 | 0.026 | 0.026 | 0.026 | 0.026 | 0.04 | 0.04 | 0.04 | 0.04 |  | 0302vs03 | PAUL - novus 300 | 93% | 0% | 0.24 | 121 | 231 | 100 | incl. | yes | / | 64.9 | 46 | - | [60 empty] | 192 |  | 1 | #VALUE! | 99999 | 99999 | 99999 |  | TRUE | TRUE |  | 1 | #VALUE! | 99999 | 197 | 0197 | 124 | FALSE | TRUE | 0084wi03-Schüco - Schüco Alu Inside SI 82 - SWISSP. V | 0 | 213 | 0215 | 456 | 0456 | 171 | FALSE | TRUE | 0591vl03-Menerga - Resolair 64 07 01 | 0 | 292 | 0780 | 302 | 0302 | 93 | FALSE | TRUE |  | 1 | #VALUE! | 99999 | 99999 | 99999 |  | TRUE | TRUE |  | 1 | #VALUE! | 99999 | 99999 | 99999 |  | TRUE | TRUE | [70 empty] | 0
[233 empty] | 0200ed03 | Sturm - Clima Top Plus with glazing | 0 | 0.51 | 0460wi03 | POZBUD - Pozbud Passive Ultima - SWISSP. V | 0.73 | 0.73 | 0.79 | 0.73 | 0.136 | 0.136 | 0.136 | 0.136 | 0.027 | 0.027 | 0.027 | 0.027 | 0.04 | 0.04 | 0.04 | 0.04 |  | 0800vs03 | PICHLER - LG 150 AF | 83% | 71% | 0.3 | 80 | 111 | 100 | incl. | yes | / | 64 | 46.1 | - | [60 empty] | 193 |  | 1 | #VALUE! | 99999 | 99999 | 99999 |  | TRUE | TRUE |  | 1 | #VALUE! | 99999 | 200 | 0200 | 125 | FALSE | TRUE | 0085wi03-Schüco - Schüco AWS 112.IC - SWISSP. V | 0 | 214 | 0216 | 460 | 0460 | 172 | FALSE | TRUE | 0540vl03-PICHLER - LG 6000 System VENTECH | 0 | 293 | 0783 | 800 | 0800 | 94 | FALSE | TRUE |  | 1 | #VALUE! | 99999 | 99999 | 99999 |  | TRUE | TRUE |  | 1 | #VALUE! | 99999 | 99999 | 99999 |  | TRUE | TRUE | [70 empty] | 0
[233 empty] | 0601ed03 | TOPIC - Topic Passive House door | 0 | 0.28 | 0616wi03 | pro Passivhausfenster - smartwin compact - SWISSP. Ultimate PU | 0.7 | 0.7 | 0.94 | 0.7 | 0.067 | 0.067 | 0.076 | 0.067 | 0.021 | 0.021 | 0.02 | 0.021 | 0.04 | 0.04 | 0.04 | 0.04 |  | 0745vs03 | PICHLER - LG 150 A | 86% | 0% | 0.3 | 80 | 111 | 100 | incl. | yes | / | 61.5 | 46.1 | - | [60 empty] | 194 |  | 1 | #VALUE! | 99999 | 99999 | 99999 |  | TRUE | TRUE |  | 1 | #VALUE! | 99999 | 601 | 0601 | 126 | FALSE | TRUE | 0593wi03-Schüco - Schüco AWS 120 CC.SI - SWISSP. Ultimate | 0 | 215 | 0217 | 616 | 0616 | 173 | FALSE | TRUE | 0241vl03-PICHLER - LG 3200 System VENTECH (non residential) | 0 | 294 | 0785 | 745 | 0745 | 95 | FALSE | TRUE |  | 1 | #VALUE! | 99999 | 99999 | 99999 |  | TRUE | TRUE |  | 1 | #VALUE! | 99999 | 99999 | 99999 |  | TRUE | TRUE | [70 empty] | 0
[233 empty] | 0610ed03 | TOPIC - Topic Passive House door with glazing | 0 | 0.28 | 0632wi02 | pro Passivhausfenster - smartwin arctic - SWISSP. Ultimate PU | 0.64 | 0.64 | 0.72 | 0.64 | 0.058 | 0.058 | 0.058 | 0.058 | 0.021 | 0.021 | 0.021 | 0.021 | 0.04 | 0.04 | 0.04 | 0.04 |  | 0306vs03 | PICHLER - LG 500 System VENTECH | 82% | 0% | 0.33 | 280 | 448 | 100 | incl. | yes | / | 55.4 | 57.2 | - | [60 empty] | 195 |  | 1 | #VALUE! | 99999 | 99999 | 99999 |  | TRUE | TRUE |  | 1 | #VALUE! | 99999 | 610 | 0610 | 127 | FALSE | TRUE | 0734wi03-Schüco - AWS 90.SI+ - SWISSP. Ultimate | 0 | 216 | 0218 | 632 | 0632 | 174 | FALSE | TRUE | 0013vl03-PICHLER - LG 3200 System VENTECH (residential) | 0 | 295 | 0787 | 306 | 0306 | 96 | FALSE | TRUE |  | 1 | #VALUE! | 99999 | 99999 | 99999 |  | TRUE | TRUE |  | 1 | #VALUE! | 99999 | 99999 | 99999 |  | TRUE | TRUE | [70 empty] | 0
[233 empty] | 0542ed03 | Urban Front - E98Passiv | 0 | 0.45 | 0633wi03 | pro Passivhausfenster - smartwin historic - SWISSP. Ultimate PU | 0.68 | 0.68 | 0.68 | 0.68 | 0.1 | 0.1 | 0.113 | 0.107 | 0.025 | 0.025 | 0.022 | 0.023 | 0.04 | 0.04 | 0.04 | 0.04 |  | 0307vs03 | PICHLER - LG 180 System VENTECH | 85% | 0% | 0.4 | 90 | 139 | 100 | incl. | yes | / | 69.8 | 53.7 | - | [60 empty] | 196 |  | 1 | #VALUE! | 99999 | 99999 | 99999 |  | TRUE | TRUE |  | 1 | #VALUE! | 99999 | 542 | 0542 | 128 | FALSE | TRUE | 0120wi03-SELO - clima compact - SWISSP. V | 0 | 217 | 0219 | 633 | 0633 | 175 | FALSE | TRUE | 0240vl03-PICHLER - LG 1400 System VENTECH (non residential) | 0 | 296 | 0797 | 307 | 0307 | 97 | FALSE | TRUE |  | 1 | #VALUE! | 99999 | 99999 | 99999 |  | TRUE | TRUE |  | 1 | #VALUE! | 99999 | 99999 | 99999 |  | TRUE | TRUE | [70 empty] | 0
[233 empty] | 0138ed03 | VARIOTEC - Thermosafe 100 | 0 | 0.29 | 0076wi03 | pro Passivhausfenster - smartwin - SuperSp. Tri-Seal | 0.7 | 0.7 | 0.91 | 0.7 | 0.086 | 0.086 | 0.086 | 0.086 | 0.026 | 0.026 | 0.025 | 0.026 | 0.04 | 0.04 | 0.04 | 0.04 |  | 0308vs03 | PICHLER - LG 250 System VENTECH | 88% | 0% | 0.3 | 137 | 196 | 100 | incl. | yes | / | 70.2 | 51.2 | - | [60 empty] | 197 |  | 1 | #VALUE! | 99999 | 99999 | 99999 |  | TRUE | TRUE |  | 1 | #VALUE! | 99999 | 138 | 0138 | 129 | FALSE | TRUE | 0086wi03-Sigg - Sigg PassivhausVenster Holz Alu - SWISSP. V | 0 | 218 | 0222 | 76 | 0076 | 176 | FALSE | TRUE | 0012vl03-PICHLER - LG 1400 System VENTECH (residential) | 0 | 297 | 0800 | 308 | 0308 | 98 | FALSE | TRUE |  | 1 | #VALUE! | 99999 | 99999 | 99999 |  | TRUE | TRUE |  | 1 | #VALUE! | 99999 | 99999 | 99999 |  | TRUE | TRUE | [70 empty] | 0
[233 empty] | 0526ed03 | WindowStar s.r.o. - Passion | 0 | 0.45 | 0077wi03 | profine - TROCAL® 88+ Flügelüberschlagverklebung - SWISSP. V | 0.79 | 0.79 | 0.78 | 0.79 | 0.113 | 0.113 | 0.133 | 0.113 | 0.03 | 0.03 | 0.03 | 0.03 | 0.04 | 0.04 | 0.04 | 0.04 |  | 0760vs03 | Pluggit - Pluggit Avent D 160 | 93% | 0% | 0.37 | 70 | 140 | 100 | incl. | yes | / | 68.7 | 53.4 | - | [60 empty] | 198 |  | 1 | #VALUE! | 99999 | 99999 | 99999 |  | TRUE | TRUE |  | 1 | #VALUE! | 99999 | 526 | 0526 | 130 | FALSE | TRUE | 0087wi03-Slavona - Progression - SWISSP. V | 0 | 219 | 0233 | 77 | 0077 | 177 | FALSE | TRUE | 0242vl03-PICHLER - LG 4000 System VENTECH | 0 | 298 | 0801 | 760 | 0760 | 99 | FALSE | TRUE |  | 1 | #VALUE! | 99999 | 99999 | 99999 |  | TRUE | TRUE |  | 1 | #VALUE! | 99999 | 99999 | 99999 |  | TRUE | TRUE | [70 empty] | 0
[234 empty] | (as: attic stairs) Attic stair fillings, certified: |  |  | 0078wi03 | profine - KÖMMERLING 88plus Flügelüberschlagverklebung - SWISSP. V | 0.8 | 0.8 | 0.79 | 0.8 | 0.12 | 0.12 | 0.14 | 0.12 | 0.029 | 0.029 | 0.029 | 0.029 | 0.04 | 0.04 | 0.04 | 0.04 |  | 0582vs03 | Pluggit - Pluggit Avent P 190 | 82% | 0% | 0.4 | 70 | 140 | 100 | incl. | yes | / | 55.8 | 62.5 | - | [60 empty] | 199 |  | 1 | #VALUE! | 99999 | 99999 | 99999 |  | TRUE | TRUE |  | 1 | #VALUE! | 99999 | 99999 | 99999 |  | TRUE | TRUE | 0038wi03-Striegel - Ultrapur S Holz/Holz-Alu - Thermix | 0 | 220 | 0245 | 78 | 0078 | 178 | FALSE | TRUE | 0740vl03-PICHLER - LG 1000 (non-residential building) | 0 | 299 | 0802 | 582 | 0582 | 100 | FALSE | TRUE |  | 1 | #VALUE! | 99999 | 99999 | 99999 |  | TRUE | TRUE |  | 1 | #VALUE! | 99999 | 99999 | 99999 |  | TRUE | TRUE | [70 empty] | 0
[233 empty] | 0817as03 | WELLHOEFER - Passive House Attic Stairs | 0 | 0.77 | 0079wi03 | profine - KBE System_88mm - Passivhaus - SWISSP. V | 0.81 | 0.81 | 0.81 | 0.81 | 0.139 | 0.139 | 0.159 | 0.139 | 0.025 | 0.025 | 0.025 | 0.025 | 0.04 | 0.04 | 0.04 | 0.04 |  | 0576vs03 | Pluggit - Pluggit Avent P 310 | 82% | 0% | 0.32 | 70 | 260 | 100 | incl. | yes | / | 55.3 | 61.2 | - | [60 empty] | 200 |  | 1 | #VALUE! | 99999 | 99999 | 99999 |  | TRUE | TRUE |  | 1 | #VALUE! | 99999 | 817 | 0817 | 131 | FALSE | TRUE | 0698wi03-Svenska - Intakt Passiv - SWISSP. Ultimate PU | 0 | 221 | 0246 | 79 | 0079 | 179 | FALSE | TRUE | 0740vl03-PICHLER - LG 1000 (residential building) | 0 | 300 | 0810 | 576 | 0576 | 101 | FALSE | TRUE |  | 1 | #VALUE! | 99999 | 99999 | 99999 |  | TRUE | TRUE |  | 1 | #VALUE! | 99999 | 99999 | 99999 |  | TRUE | TRUE | [70 empty] | 0
[237 empty] | 0080wi03 | profine - eCo2 - Thermix | 0.74 | 0.74 | 0.74 | 0.74 | 0.138 | 0.138 | 0.138 | 0.138 | 0.03 | 0.03 | 0.03 | 0.03 | 0.04 | 0.04 | 0.04 | 0.04 |  | 0577vs03 | Pluggit - Pluggit Avent P 460 | 84% | 0% | 0.35 | 50 | 320 | 100 | incl. | yes | / | 64 | 70.2 | - | [60 empty] | 201 |  | 1 | #VALUE! | 99999 | 99999 | 99999 |  | TRUE | TRUE |  | 1 | #VALUE! | 99999 | 99999 | 99999 |  | TRUE | TRUE | 0590wi03-Thiebaud - Caméléwood - SWISSP. V | 0 | 222 | 0251 | 80 | 0080 | 180 | FALSE | TRUE |  | 1 | #VALUE! | 99999 | 577 | 0577 | 102 | FALSE | TRUE | [88 empty] | 0
[237 empty] | 0636wi03 | PURAL - eco90 - SWISSP. Ultimate PU | 0.7 | 0.7 | 0.79 | 0.7 | 0.142 | 0.142 | 0.147 | 0.142 | 0.028 | 0.028 | 0.028 | 0.028 | 0.04 | 0.04 | 0.04 | 0.04 |  | 0312vs03 | Pluggit - Pluggit Avent R 150 | 85% | 0% | 0.32 | 88 | 125 | 100 | incl. | yes | / | 65.5 | 52.9 | - | [60 empty] | 202 |  | 1 | #VALUE! | 99999 | 99999 | 99999 |  | TRUE | TRUE |  | 1 | #VALUE! | 99999 | 99999 | 99999 |  | TRUE | TRUE | 0093wi03-TROHA-DIL - BLUEGREEN Exclusiv - SWISSP. V | 0 | 223 | 0335 | 636 | 0636 | 181 | FALSE | TRUE |  | 1 | #VALUE! | 99999 | 312 | 0312 | 103 | FALSE | TRUE | [88 empty] | 0
[237 empty] | 0709wi03 | Purso Oy - Purso LK90 ECO - SWISSP. Ultimate | 0.7 | 0.7 | 0.79 | 0.7 | 0.142 | 0.142 | 0.147 | 0.142 | 0.028 | 0.028 | 0.028 | 0.028 | 0.04 | 0.04 | 0.04 | 0.04 |  | 0309vs03 | Pluggit - Pluggit Avent P 180 | 80% | 0% | 0.45 | 65 | 190 | 100 | incl. | yes | / | 48.4 | 45 | - | [60 empty] | 203 |  | 1 | #VALUE! | 99999 | 99999 | 99999 |  | TRUE | TRUE |  | 1 | #VALUE! | 99999 | 99999 | 99999 |  | TRUE | TRUE | 0095wi03-TROHA-DIL - BLUEGREEN Plus - SWISSP. V | 0 | 224 | 0380 | 709 | 0709 | 182 | FALSE | TRUE |  | 1 | #VALUE! | 99999 | 309 | 0309 | 104 | FALSE | TRUE | [88 empty] | 0
[237 empty] | 0786wi03 | Qingdoa Anrida - Passive-Ha130 - SWISSP. Ultimate | 0.76 | 0.76 | 0.79 | 0.76 | 0.131 | 0.131 | 0.131 | 0.131 | 0.025 | 0.025 | 0.025 | 0.025 | 0.04 | 0.04 | 0.04 | 0.04 |  | 0732vs03 | Poloplast GmbH & Co KG - POLO-AIR 450 | 78% | 0% | 0.4 | 167 | 310 | 100 | incl. | no | / | 66.6 | 55.4 | - | [60 empty] | 204 |  | 1 | #VALUE! | 99999 | 99999 | 99999 |  | TRUE | TRUE |  | 1 | #VALUE! | 99999 | 99999 | 99999 |  | TRUE | TRUE | 0744wi03-Udo Diesch - eccoline one - SWISSP. Ultimate | 0 | 225 | 0394 | 786 | 0786 | 183 | FALSE | TRUE |  | 1 | #VALUE! | 99999 | 732 | 0732 | 105 | FALSE | TRUE | [88 empty] | 0
[237 empty] | 0246wi03 | RAICO - FRAME+ 90 WI - SWISSP. Ultimate | 0.79 | 0.79 | 0.79 | 0.79 | 0.173 | 0.173 | 0.173 | 0.173 | 0.027 | 0.027 | 0.027 | 0.027 | 0.04 | 0.04 | 0.04 | 0.04 |  | 0599vs03 | Poloplast GmbH & Co KG - POLO-AIR 400 | 76% | 0% | 0.37 | 129 | 256 | 100 | incl. | yes | / | 59.8 | 66.7 | - | [60 empty] | 205 |  | 1 | #VALUE! | 99999 | 99999 | 99999 |  | TRUE | TRUE |  | 1 | #VALUE! | 99999 | 99999 | 99999 |  | TRUE | TRUE | 0495wi03-Uniform - Termoscudo Easy Flat - SWISSP. V | 0 | 226 | 0399 | 246 | 0246 | 184 | FALSE | TRUE |  | 1 | #VALUE! | 99999 | 599 | 0599 | 106 | FALSE | TRUE | [88 empty] | 0
[237 empty] | 0251wi03 | RAICO - FRAME+ 90 WB - SWISSP. V | 0.75 | 0.75 | 0.75 | 0.75 | 0.159 | 0.159 | 0.159 | 0.159 | 0.032 | 0.032 | 0.032 | 0.032 | 0.04 | 0.04 | 0.04 | 0.04 |  | 0586vs03 | Richter + Frenzel - APV3 Optiline by Pluggit | 80% | 0% | 0.29 | 60 | 140 | 100 | incl. | yes | / | 58.7 | 57.7 | - | [60 empty] | 206 |  | 1 | #VALUE! | 99999 | 99999 | 99999 |  | TRUE | TRUE |  | 1 | #VALUE! | 99999 | 99999 | 99999 |  | TRUE | TRUE | 0496wi03-Uniform - Termoscudo Easy Line - SWISSP. V | 0 | 227 | 0402 | 251 | 0251 | 185 | FALSE | TRUE |  | 1 | #VALUE! | 99999 | 586 | 0586 | 107 | FALSE | TRUE | [88 empty] | 0
[237 empty] | 0737wi03 | RAICO Bautechnik GmbH - FRAME+ 90 WI - SWISSP. Ultimate | 0.81 | 0.81 | 0.81 | 0.81 | 0.107 | 0.107 | 0.107 | 0.107 | 0.027 | 0.027 | 0.027 | 0.027 | 0.04 | 0.04 | 0.04 | 0.04 |  | 0585vs03 | Richter + Frenzel - APV5 Optiline by Pluggit | 81% | 0% | 0.27 | 99 | 220 | 100 | incl. | yes | / | 59.2 | 57.8 | - | [60 empty] | 207 |  | 1 | #VALUE! | 99999 | 99999 | 99999 |  | TRUE | TRUE |  | 1 | #VALUE! | 99999 | 99999 | 99999 |  | TRUE | TRUE | 0467wi03-Vale Passive Window Partnership - The Vale Passive Window - SWISSP. V | 0 | 228 | 0451 | 737 | 0737 | 186 | FALSE | TRUE |  | 1 | #VALUE! | 99999 | 585 | 0585 | 108 | FALSE | TRUE | [88 empty] | 0
[237 empty] | 0081wi03 | Rehau - REHAU GENEO PHZ - SWISSP. V | 0.79 | 0.79 | 0.79 | 0.79 | 0.131 | 0.131 | 0.161 | 0.131 | 0.03 | 0.03 | 0.03 | 0.03 | 0.04 | 0.04 | 0.04 | 0.04 |  | 0584vs03 | Richter + Frenzel - APH5 Optiline by Pluggit | 81% | 0% | 0.27 | 99 | 220 | 100 | incl. | yes | / | 59.2 | 57.8 | - | [60 empty] | 208 |  | 1 | #VALUE! | 99999 | 99999 | 99999 |  | TRUE | TRUE |  | 1 | #VALUE! | 99999 | 99999 | 99999 |  | TRUE | TRUE | 0098wi03-Variotec - ENEF phA - SuperSp. Tri-Seal PU | 0 | 229 | 0453 | 81 | 0081 | 187 | FALSE | TRUE |  | 1 | #VALUE! | 99999 | 584 | 0584 | 109 | FALSE | TRUE | [88 empty] | 0
[237 empty] | 0720wi03 | Rosenheimer Flachglas - Roflag-Gaulhofer Fenster - SWISSPACER Ultimate | 0.77 | 0.77 | 0.99 | 0.77 | 0.12 | 0.12 | 0.133 | 0.12 | 0.025 | 0.025 | 0.023 | 0.025 | 0.04 | 0.04 | 0.04 | 0.04 |  | 0587vs03 | Richter + Frenzel - APH8 Optiline by Pluggit | 83% | 0% | 0.26 | 135 | 340 | 100 | incl. | yes | / | 63.2 | 58.8 | - | [60 empty] | 209 |  | 1 | #VALUE! | 99999 | 99999 | 99999 |  | TRUE | TRUE |  | 1 | #VALUE! | 99999 | 99999 | 99999 |  | TRUE | TRUE | 0723wi03-Variotec - Energyframe - Chromatech Ultra F | 0 | 230 | 0454 | 720 | 0720 | 188 | FALSE | TRUE |  | 1 | #VALUE! | 99999 | 587 | 0587 | 110 | FALSE | TRUE | [88 empty] | 0
[237 empty] | 0245wi03 | SAPA - AVANTIS 95 - SWISSP. V | 0.8 | 0.8 | 0.8 | 0.8 | 0.149 | 0.149 | 0.149 | 0.149 | 0.028 | 0.028 | 0.028 | 0.028 | 0.04 | 0.04 | 0.04 | 0.04 |  | 0810vs03 | SALDA - SMARTY 3X P | 85% | 0% | 0.31 | 104 | 248 | 100 | incl. | yes | / | 63.1 | 48.1 | - | [60 empty] | 210 |  | 1 | #VALUE! | 99999 | 99999 | 99999 |  | TRUE | TRUE |  | 1 | #VALUE! | 99999 | 99999 | 99999 |  | TRUE | TRUE | 0611wi03-Viking Window AS - Viking SW 14 Aluclad Passive - SWISSP. Ultimate | 0 | 231 | 0455 | 245 | 0245 | 189 | FALSE | TRUE |  | 1 | #VALUE! | 99999 | 810 | 0810 | 111 | FALSE | TRUE | [88 empty] | 0
[237 empty] | 0044wi03 | Sayyas - PASSIVE 120 - Thermix N | 0.73 | 0.73 | 0.75 | 0.73 | 0.128 | 0.128 | 0.128 | 0.128 | 0.036 | 0.036 | 0.036 | 0.036 | 0.04 | 0.04 | 0.04 | 0.04 |  | 0660vs03 | AERA Flex - Schiedel | 88% | 0% | 0.39 | 54 | 222 | 100 | incl. | yes | / | 72.6 | 54.4 | - | [60 empty] | 211 |  | 1 | #VALUE! | 99999 | 99999 | 99999 |  | TRUE | TRUE |  | 1 | #VALUE! | 99999 | 99999 | 99999 |  | TRUE | TRUE | 0541wi03-Vivafenster - Prestige90 Passiv with Vivaprofil - SuperSp. Tri-Seal | 0 | 232 | 0456 | 44 | 0044 | 190 | FALSE | TRUE |  | 1 | #VALUE! | 99999 | 660 | 0660 | 112 | FALSE | TRUE | [88 empty] | 0
[237 empty] | 0631wi02 | Sayyas - Sayyas PASSIVAPLUS - SWISSP. Ultimate PU | 0.59 | 0.59 | 0.64 | 0.59 | 0.1 | 0.1 | 0.1 | 0.1 | 0.024 | 0.024 | 0.023 | 0.024 | 0.04 | 0.04 | 0.04 | 0.04 |  | 0554vs03 | Schiedel - AERA Eqonic Premium | 85% | 0% | 0.27 | 94 | 265 | 100 | incl. | yes | fulfilled | 44.3 | 35.8 | - | [60 empty] | 212 |  | 1 | #VALUE! | 99999 | 99999 | 99999 |  | TRUE | TRUE |  | 1 | #VALUE! | 99999 | 99999 | 99999 |  | TRUE | TRUE | 0682wi03-VIZUS - Vizus AT135 - SWISSP. Ultimate | 0 | 233 | 0460 | 631 | 0631 | 191 | FALSE | TRUE |  | 1 | #VALUE! | 99999 | 554 | 0554 | 113 | FALSE | TRUE | [88 empty] | 0
[237 empty] | 0084wi03 | Schüco - Schüco Alu Inside SI 82 - SWISSP. V | 0.76 | 0.76 | 0.77 | 0.76 | 0.12 | 0.12 | 0.145 | 0.12 | 0.028 | 0.028 | 0.028 | 0.028 | 0.04 | 0.04 | 0.04 | 0.04 |  | 0313vs03 | Schiedel - AERA Eqonic | 91% | 0% | 0.34 | 85 | 205 | 100 | incl. | yes | fulfilled | 38.5 | 30.3 | - | [60 empty] | 213 |  | 1 | #VALUE! | 99999 | 99999 | 99999 |  | TRUE | TRUE |  | 1 | #VALUE! | 99999 | 99999 | 99999 |  | TRUE | TRUE | 0700wi03-Wicona - WICONA - WICLINE 95 - SWISSP. Ultimate | 0 | 234 | 0462 | 84 | 0084 | 192 | FALSE | TRUE |  | 1 | #VALUE! | 99999 | 313 | 0313 | 114 | FALSE | TRUE | [88 empty] | 0
[237 empty] | 0085wi03 | Schüco - Schüco AWS 112.IC - SWISSP. V | 0.8 | 0.8 | 0.81 | 0.8 | 0.12 | 0.12 | 0.148 | 0.12 | 0.026 | 0.026 | 0.025 | 0.026 | 0.04 | 0.04 | 0.04 | 0.04 |  | 0314vs03 | Schmeißer - TSL 150 G / DC | 84% | 0% | 0.31 | 91 | 114 | 100 | incl. | no | / | 64.2 | 50.6 | - | [60 empty] | 214 |  | 1 | #VALUE! | 99999 | 99999 | 99999 |  | TRUE | TRUE |  | 1 | #VALUE! | 99999 | 99999 | 99999 |  | TRUE | TRUE | 0103wi03-Wiegand - DW-plus integral FI - SWISSP. V | 0 | 235 | 0467 | 85 | 0085 | 193 | FALSE | TRUE |  | 1 | #VALUE! | 99999 | 314 | 0314 | 115 | FALSE | TRUE | [88 empty] | 0
[237 empty] | 0593wi03 | Schüco - Schüco AWS 120 CC.SI - SWISSP. Ultimate | 0.9 | 0.9 | 0.74 | 0.9 | 0.117 | 0.117 | 0.172 | 0.117 | 0.022 | 0.022 | 0.025 | 0.022 | 0.04 | 0.04 | 0.04 | 0.04 |  | 0486vs03 | SLT - HRflat 600 / KWin | 78% | 0% | 0.37 | 118 | 453 | 100 | incl. | yes | / | 74.8 | 59 | - | [60 empty] | 215 |  | 1 | #VALUE! | 99999 | 99999 | 99999 |  | TRUE | TRUE |  | 1 | #VALUE! | 99999 | 99999 | 99999 |  | TRUE | TRUE | 0104wi03-Wiegand - DW-plus integral KI - SWISSP. V | 0 | 236 | 0473 | 593 | 0593 | 194 | FALSE | TRUE |  | 1 | #VALUE! | 99999 | 486 | 0486 | 116 | FALSE | TRUE | [88 empty] | 0
[237 empty] | 0734wi03 | Schüco - AWS 90.SI+ - SWISSP. Ultimate | 0.8 | 0.8 | 0.8 | 0.8 | 0.188 | 0.188 | 0.188 | 0.188 | 0.024 | 0.024 | 0.024 | 0.024 | 0.04 | 0.04 | 0.04 | 0.04 |  | 0776vs03 | Stiebel Eltron - LWZ 170 E plus | 84% | 0% | 0.26 | 59 | 235 | 100 | incl. | yes | / | 67 | 59 | - | [60 empty] | 216 |  | 1 | #VALUE! | 99999 | 99999 | 99999 |  | TRUE | TRUE |  | 1 | #VALUE! | 99999 | 99999 | 99999 |  | TRUE | TRUE | 0582wi03-Wiegand - DW-plus öko Vision - SWISSP. Ultimate | 0 | 237 | 0495 | 734 | 0734 | 195 | FALSE | TRUE |  | 1 | #VALUE! | 99999 | 776 | 0776 | 117 | FALSE | TRUE | [88 empty] | 0
[237 empty] | 0120wi03 | SELO - clima compact - SWISSP. V | 0.78 | 0.78 | 0.9 | 0.78 | 0.131 | 0.131 | 0.161 | 0.131 | 0.026 | 0.026 | 0.026 | 0.026 | 0.04 | 0.04 | 0.04 | 0.04 |  | 0315vs03 | Stiebel Eltron - LWZ 270, LWZ 270 plus | 83% | 0% | 0.38 | 90 | 305 | 100 | incl. | yes | / | 50.6 | 48.8 | without additional anti-freeze protection up to 220 m³ / h | [60 empty] | 217 |  | 1 | #VALUE! | 99999 | 99999 | 99999 |  | TRUE | TRUE |  | 1 | #VALUE! | 99999 | 99999 | 99999 |  | TRUE | TRUE | 0606wi03-Wiegand - DW-plus XPS - SWISSP. Ultimate | 0 | 238 | 0496 | 120 | 0120 | 196 | FALSE | TRUE |  | 1 | #VALUE! | 99999 | 315 | 0315 | 118 | FALSE | TRUE | [88 empty] | 0
[237 empty] | 0086wi03 | Sigg - Sigg PassivhausVenster Holz Alu - SWISSP. V | 0.85 | 0.85 | 0.88 | 0.85 | 0.09 | 0.09 | 0.095 | 0.09 | 0.025 | 0.025 | 0.025 | 0.025 | 0.04 | 0.04 | 0.04 | 0.04 |  | 0316vs03 | Stiebel Eltron - LWZ 100, LWZ 100 plus | 87% | 0% | 0.32 | 70 | 100 | 100 | incl. | yes | / | 49.5 | 38.1 | - | [60 empty] | 218 |  | 1 | #VALUE! | 99999 | 99999 | 99999 |  | TRUE | TRUE |  | 1 | #VALUE! | 99999 | 99999 | 99999 |  | TRUE | TRUE | 0701wi03-Wingreen - WG85-10 - ULTIMATE Swissp. PU | 0 | 239 | 0497 | 86 | 0086 | 197 | FALSE | TRUE |  | 1 | #VALUE! | 99999 | 316 | 0316 | 119 | FALSE | TRUE | [88 empty] | 0
[237 empty] | 0087wi03 | Slavona - Progression - SWISSP. V | 0.83 | 0.83 | 0.81 | 0.83 | 0.089 | 0.089 | 0.109 | 0.089 | 0.025 | 0.025 | 0.026 | 0.025 | 0.04 | 0.04 | 0.04 | 0.04 |  | 0537vs03 | Swegon - Casa W80 B | 77% | 0% | 0.39 | 77 | 195 | 100 | incl. | yes | / | 53.6 | 45.7 | - | [60 empty] | 219 |  | 1 | #VALUE! | 99999 | 99999 | 99999 |  | TRUE | TRUE |  | 1 | #VALUE! | 99999 | 99999 | 99999 |  | TRUE | TRUE | 0106wi03-YUNG-KI - Fedora - SuperSp. Tri-Seal | 0 | 240 | 0498 | 87 | 0087 | 198 | FALSE | TRUE |  | 1 | #VALUE! | 99999 | 537 | 0537 | 120 | FALSE | TRUE | [88 empty] | 0
[237 empty] | 0038wi03 | Striegel - Ultrapur S Holz/Holz-Alu - Thermix | 0.76 | 0.76 | 0.78 | 0.76 | 0.139 | 0.139 | 0.155 | 0.139 | 0.027 | 0.027 | 0.027 | 0.027 | 0.04 | 0.04 | 0.04 | 0.04 |  | 0755vs03 | Systemair - SAVE VTC 700 | 77% | 0% | 0.22 | 250 | 600 | 100 | incl. | yes | / | 66.3 | 52.6 | - | [60 empty] | 220 |  | 1 | #VALUE! | 99999 | 99999 | 99999 |  | TRUE | TRUE |  | 1 | #VALUE! | 99999 | 99999 | 99999 |  | TRUE | TRUE | 0608wi03-Zola - ZNC - SuperSp. Tri-Seal BU | 0 | 241 | 0499 | 38 | 0038 | 199 | FALSE | TRUE |  | 1 | #VALUE! | 99999 | 755 | 0755 | 121 | FALSE | TRUE | [88 empty] | 0
[237 empty] | 0698wi03 | Svenska - Intakt Passiv - SWISSP. Ultimate PU | 1.01 | 1.01 | 1.08 | 1.01 | 0.1 | 0.1 | 0.1 | 0.1 | 0.023 | 0.023 | 0.021 | 0.023 | 0.04 | 0.04 | 0.04 | 0.04 |  | 0602vs03 | Systemair - SAVE VTC 300 L | 78% | 0% | 0.31 | 160 | 250 | 100 | incl. | yes | / | 73.2 | 60.6 | - | [60 empty] | 221 |  | 1 | #VALUE! | 99999 | 99999 | 99999 |  | TRUE | TRUE |  | 1 | #VALUE! | 99999 | 99999 | 99999 |  | TRUE | TRUE | 0595wi03-Zyle Fenster UAB - PASSIVE EUROPA 92 - SWISSP. Ultimate | 0 | 242 | 0507 | 698 | 0698 | 200 | FALSE | TRUE |  | 1 | #VALUE! | 99999 | 602 | 0602 | 122 | FALSE | TRUE | [88 empty] | 0
[237 empty] | 0590wi03 | Thiebaud - Caméléwood - SWISSP. V | 0.77 | 0.77 | 0.76 | 0.77 | 0.104 | 0.104 | 0.104 | 0.104 | 0.026 | 0.026 | 0.026 | 0.026 | 0.04 | 0.04 | 0.04 | 0.04 |  | 0736vs03 | Systemair - SAVE VTC 200 | 90% | 0% | 0.34 | 80 | 200 | 100 | incl. | yes | / | 67.3 | 66.1 | - | [60 empty] | 222 |  | 1 | #VALUE! | 99999 | 99999 | 99999 |  | TRUE | TRUE |  | 1 | #VALUE! | 99999 | 99999 | 99999 |  | TRUE | TRUE | 0205fx03-batimet - TA35 SE fix glazing - SWISSP. V | 0 | 244 | 0510 | 590 | 0590 | 201 | FALSE | TRUE |  | 1 | #VALUE! | 99999 | 736 | 0736 | 123 | FALSE | TRUE | [88 empty] | 0
[237 empty] | 0093wi03 | TROHA-DIL - BLUEGREEN Exclusiv - SWISSP. V | 0.67 | 0.67 | 0.67 | 0.67 | 0.124 | 0.124 | 0.149 | 0.124 | 0.031 | 0.031 | 0.031 | 0.031 | 0.04 | 0.04 | 0.04 | 0.04 |  | 0797vs03 | tecalor - TVZ 170 E plus | 84% | 0% | 0.26 | 59 | 235 | 100 | incl. | yes | / | 67 | 59 | - | [60 empty] | 223 |  | 1 | #VALUE! | 99999 | 99999 | 99999 |  | TRUE | TRUE |  | 1 | #VALUE! | 99999 | 99999 | 99999 |  | TRUE | TRUE | 0697fx03-BiTri - RUKNA-M fixed - SWISSP. Ultimate | 0 | 245 | 0512 | 93 | 0093 | 202 | FALSE | TRUE |  | 1 | #VALUE! | 99999 | 797 | 0797 | 124 | FALSE | TRUE | [88 empty] | 0
[237 empty] | 0095wi03 | TROHA-DIL - BLUEGREEN Plus - SWISSP. V | 0.8 | 0.8 | 0.78 | 0.8 | 0.124 | 0.124 | 0.149 | 0.124 | 0.02 | 0.02 | 0.02 | 0.02 | 0.04 | 0.04 | 0.04 | 0.04 |  | 0318vs03 | Tecalor - TVZ 270, TVZ 270 plus | 83% | 0% | 0.38 | 90 | 305 | 100 | incl. | yes | / | 50.6 | 48.8 | without additional anti-freeze protection up to 220 m³ / h | [60 empty] | 224 |  | 1 | #VALUE! | 99999 | 99999 | 99999 |  | TRUE | TRUE |  | 1 | #VALUE! | 99999 | 99999 | 99999 |  | TRUE | TRUE | 0689fx03-Krone Vinduer - HeaCO Wood F - SWISSP. Ultimate | 0 | 246 | 0513 | 95 | 0095 | 203 | FALSE | TRUE |  | 1 | #VALUE! | 99999 | 318 | 0318 | 125 | FALSE | TRUE | [88 empty] | 0
[237 empty] | 0744wi03 | Udo Diesch - eccoline one - SWISSP. Ultimate | 0.78 | 0.78 | 0.76 | 0.78 | 0.098 | 0.098 | 0.108 | 0.098 | 0.023 | 0.023 | 0.023 | 0.023 | 0.04 | 0.04 | 0.04 | 0.04 |  | 0317vs03 | Tecalor - TVZ 100, TVZ 100 plus | 87% | 0% | 0.32 | 70 | 100 | 100 | incl. | yes | / | 49.5 | 38.1 | - | [60 empty] | 225 |  | 1 | #VALUE! | 99999 | 99999 | 99999 |  | TRUE | TRUE |  | 1 | #VALUE! | 99999 | 99999 | 99999 |  | TRUE | TRUE | 0686fx03-Nordfenster-Excl. Wood Group - EWG Passive Fixed - SWISSP. Ultimate PU | 0 | 247 | 0514 | 744 | 0744 | 204 | FALSE | TRUE |  | 1 | #VALUE! | 99999 | 317 | 0317 | 126 | FALSE | TRUE | [88 empty] | 0
[237 empty] | 0495wi03 | Uniform - Termoscudo Easy Flat - SWISSP. V | 0.74 | 0.74 | 0.74 | 0.74 | 0.123 | 0.123 | 0.123 | 0.123 | 0.027 | 0.027 | 0.027 | 0.027 | 0.04 | 0.04 | 0.04 | 0.04 |  | 0802vs03 | TROX - X-CASA 300 Comfort | 80% | 0% | 0.37 | 82 | 300 | 100 | incl. | yes | / | 51.6 | 43.8 | - | [60 empty] | 226 |  | 1 | #VALUE! | 99999 | 99999 | 99999 |  | TRUE | TRUE |  | 1 | #VALUE! | 99999 | 99999 | 99999 |  | TRUE | TRUE | 0769fx03-Pazen Fenster + Technik - ENERsign eco fix - SWISSP. Ultimate PU | 0 | 248 | 0515 | 495 | 0495 | 205 | FALSE | TRUE |  | 1 | #VALUE! | 99999 | 802 | 0802 | 127 | FALSE | TRUE | [88 empty] | 0
[237 empty] | 0496wi03 | Uniform - Termoscudo Easy Line - SWISSP. V | 0.75 | 0.75 | 0.75 | 0.75 | 0.123 | 0.123 | 0.123 | 0.123 | 0.028 | 0.028 | 0.028 | 0.028 | 0.04 | 0.04 | 0.04 | 0.04 |  | 0754vs03 | TROX - X-CASA 500 Comfort | 82% | 0% | 0.45 | 64 | 415 | 100 | incl. | yes | / | 42.4 | 42.6 | - | [60 empty] | 227 |  | 1 | #VALUE! | 99999 | 99999 | 99999 |  | TRUE | TRUE |  | 1 | #VALUE! | 99999 | 99999 | 99999 |  | TRUE | TRUE | 0772fx02-Pazen Fenster + Technik - ENERsign plus fix - SWISSP. Ultimate PU | 0 | 249 | 0520 | 496 | 0496 | 206 | FALSE | TRUE |  | 1 | #VALUE! | 99999 | 754 | 0754 | 128 | FALSE | TRUE | [88 empty] | 0
[237 empty] | 0467wi03 | Vale Passive Window Partnership - The Vale Passive Window - SWISSP. V | 0.77 | 0.77 | 0.8 | 0.77 | 0.128 | 0.128 | 0.128 | 0.128 | 0.028 | 0.028 | 0.028 | 0.028 | 0.04 | 0.04 | 0.04 | 0.04 |  | 0657vs03 | Vaillant - recoVAIR 360/4 | 83% | 0% | 0.34 | 110 | 280 | 100 | incl. | yes | / | 66.1 | 44.1 | - | [60 empty] | 228 |  | 1 | #VALUE! | 99999 | 99999 | 99999 |  | TRUE | TRUE |  | 1 | #VALUE! | 99999 | 99999 | 99999 |  | TRUE | TRUE | 0647fx03-Pazen Fenster+Technik - ENERsign plus Fest - Chromatech Ultra PU | 0 | 250 | 0521 | 467 | 0467 | 207 | FALSE | TRUE |  | 1 | #VALUE! | 99999 | 657 | 0657 | 129 | FALSE | TRUE | [88 empty] | 0
[237 empty] | 0098wi03 | Variotec - ENEF phA - SuperSp. Tri-Seal PU | 0.85 | 0.85 | 0.91 | 0.85 | 0.084 | 0.084 | 0.111 | 0.084 | 0.024 | 0.024 | 0.024 | 0.024 | 0.04 | 0.04 | 0.04 | 0.04 |  | 0659vs03 | Vaillant - recoVAIR 260/4 | 87% | 0% | 0.33 | 65 | 200 | 100 | incl. | yes | / | 59.4 | 38.7 | - | [60 empty] | 229 |  | 1 | #VALUE! | 99999 | 99999 | 99999 |  | TRUE | TRUE |  | 1 | #VALUE! | 99999 | 99999 | 99999 |  | TRUE | TRUE | 0573fx01-Pazen Fenster+Technik - ENERsign arctis** - SWISSP. Ultimate | 0 | 251 | 0522 | 98 | 0098 | 208 | FALSE | TRUE |  | 1 | #VALUE! | 99999 | 659 | 0659 | 130 | FALSE | TRUE | [88 empty] | 0
[237 empty] | 0723wi03 | Variotec - Energyframe - Chromatech Ultra F | 0.64 | 0.64 | 0.64 | 0.64 | 0.121 | 0.121 | 0.138 | 0.121 | 0.03 | 0.03 | 0.03 | 0.03 | 0.04 | 0.04 | 0.04 | 0.04 |  | 0710vs03 | recoVAIR 360/4 - Vaillant | 81% | 63% | 0.35 | 101 | 278 | 100 | incl. | yes | / | 63.9 | 44.4 | - | [60 empty] | 230 |  | 1 | #VALUE! | 99999 | 99999 | 99999 |  | TRUE | TRUE |  | 1 | #VALUE! | 99999 | 99999 | 99999 |  | TRUE | TRUE | 0530fx03-POL SKONE - EC90 PLUS ALU-EFFECT Fix - SWISSP. V | 0 | 252 | 0525 | 723 | 0723 | 209 | FALSE | TRUE |  | 1 | #VALUE! | 99999 | 710 | 0710 | 131 | FALSE | TRUE | [88 empty] | 0
[237 empty] | 0611wi03 | Viking Window AS - Viking SW 14 Aluclad Passive - SWISSP. Ultimate | 0.86 | 0.86 | 0.83 | 0.86 | 0.102 | 0.102 | 0.102 | 0.102 | 0.022 | 0.022 | 0.023 | 0.022 | 0.04 | 0.04 | 0.04 | 0.04 |  | 0711vs03 | recoVAIR 360/4 - Vaillant | 85% | 77% | 0.31 | 71 | 200 | 100 | incl. | yes | / | 58.1 | 35.7 | - | [60 empty] | 231 |  | 1 | #VALUE! | 99999 | 99999 | 99999 |  | TRUE | TRUE |  | 1 | #VALUE! | 99999 | 99999 | 99999 |  | TRUE | TRUE | 0749fx03-POL SKONE - EC90 PLUS ALU-EFFECT Fix Typ A - ULTIMATE Swisspacer | 0 | 253 | 0526 | 611 | 0611 | 210 | FALSE | TRUE |  | 1 | #VALUE! | 99999 | 711 | 0711 | 132 | FALSE | TRUE | [88 empty] | 0
[237 empty] | 0541wi03 | Vivafenster - Prestige90 Passiv with Vivaprofil - SuperSp. Tri-Seal | 0.72 | 0.72 | 0.77 | 0.72 | 0.115 | 0.115 | 0.136 | 0.115 | 0.033 | 0.033 | 0.033 | 0.033 | 0.04 | 0.04 | 0.04 | 0.04 |  | 0729vs03 | Vaillant - recoVAIR 150/4 L (R) | 75% | 0% | 0.4 | 54 | 115 | 100 | incl. | yes | / | 49.6 | 45.1 | - | [60 empty] | 232 |  | 1 | #VALUE! | 99999 | 99999 | 99999 |  | TRUE | TRUE |  | 1 | #VALUE! | 99999 | 99999 | 99999 |  | TRUE | TRUE | 0122fx03-pro Passivhausfenster - SmartWinFix - SWISSP. V | 0 | 254 | 0527 | 541 | 0541 | 211 | FALSE | TRUE |  | 1 | #VALUE! | 99999 | 729 | 0729 | 133 | FALSE | TRUE | [88 empty] | 0
[237 empty] | 0682wi03 | VIZUS - Vizus AT135 - SWISSP. Ultimate | 0.76 | 0.76 | 0.81 | 0.76 | 0.13 | 0.13 | 0.16 | 0.13 | 0.023 | 0.023 | 0.024 | 0.023 | 0.04 | 0.04 | 0.04 | 0.04 |  | 0785vs03 | Vasco bvba - D150 EP II | 89% | 0% | 0.31 | 50 | 96 | 100 | incl. | yes | / | 62.5 | 51.5 | - | [60 empty] | 233 |  | 1 | #VALUE! | 99999 | 99999 | 99999 |  | TRUE | TRUE |  | 1 | #VALUE! | 99999 | 99999 | 99999 |  | TRUE | TRUE | 0699fx03-Svenska - Fast Passiv - SWISSP. Ultimate PU | 0 | 255 | 0530 | 682 | 0682 | 212 | FALSE | TRUE |  | 1 | #VALUE! | 99999 | 785 | 0785 | 134 | FALSE | TRUE | [88 empty] | 0
[237 empty] | 0700wi03 | Wicona - WICONA - WICLINE 95 - SWISSP. Ultimate | 0.8 | 0.8 | 0.8 | 0.8 | 0.125 | 0.125 | 0.125 | 0.125 | 0.027 | 0.027 | 0.027 | 0.027 | 0.04 | 0.04 | 0.04 | 0.04 |  | 0747vs03 | Vasco bvba - D275 EP II | 89% | 0% | 0.36 | 50 | 189 | 100 | incl. | yes | / | 74.3 | 69.8 | - | [60 empty] | 234 |  | 1 | #VALUE! | 99999 | 99999 | 99999 |  | TRUE | TRUE |  | 1 | #VALUE! | 99999 | 99999 | 99999 |  | TRUE | TRUE | 0124fx03-TROHA-DIL - BLUEGREEN Petra - SWISSP. V | 0 | 256 | 0531 | 700 | 0700 | 213 | FALSE | TRUE |  | 1 | #VALUE! | 99999 | 747 | 0747 | 135 | FALSE | TRUE | [88 empty] | 0
[237 empty] | 0103wi03 | Wiegand - DW-plus integral FI - SWISSP. V | 0.72 | 0.72 | 0.79 | 0.72 | 0.099 | 0.099 | 0.099 | 0.099 | 0.028 | 0.028 | 0.028 | 0.028 | 0.04 | 0.04 | 0.04 | 0.04 |  | 0501vs03 | Vasco bvba - D400EP | 84% | 0% | 0.33 | 109 | 282 | 100 | incl. | yes | / | 60.1 | 52.2 | - | [60 empty] | 235 |  | 1 | #VALUE! | 99999 | 99999 | 99999 |  | TRUE | TRUE |  | 1 | #VALUE! | 99999 | 99999 | 99999 |  | TRUE | TRUE | 0545fx03-Wooden Windows - CaliPassiv Fixed - SuperSp. Tri-Seal BU | 0 | 257 | 0534 | 103 | 0103 | 214 | FALSE | TRUE |  | 1 | #VALUE! | 99999 | 501 | 0501 | 136 | FALSE | TRUE | [88 empty] | 0
[237 empty] | 0104wi03 | Wiegand - DW-plus integral KI - SWISSP. V | 0.77 | 0.77 | 0.86 | 0.77 | 0.099 | 0.099 | 0.099 | 0.099 | 0.028 | 0.028 | 0.028 | 0.028 | 0.04 | 0.04 | 0.04 | 0.04 |  | 0279vs03 | Ventilair Group Deutschland GmbH - Fox Comfort Plus | 78% | 0% | 0.43 | 55 | 77 | 100 | incl. | yes | / | 49.7 | 49.9 | - | [60 empty] | 236 |  | 1 | #VALUE! | 99999 | 99999 | 99999 |  | TRUE | TRUE |  | 1 | #VALUE! | 99999 | 99999 | 99999 |  | TRUE | TRUE | 0724cw03-ALCOA - AA 100 HI+ - SWISSP. V | 0 | 259 | 0535 | 104 | 0104 | 215 | FALSE | TRUE |  | 1 | #VALUE! | 99999 | 279 | 0279 | 137 | FALSE | TRUE | [88 empty] | 0
[237 empty] | 0582wi03 | Wiegand - DW-plus öko Vision - SWISSP. Ultimate | 0.81 | 0.81 | 0.88 | 0.81 | 0.137 | 0.137 | 0.137 | 0.137 | 0.021 | 0.021 | 0.022 | 0.021 | 0.04 | 0.04 | 0.04 | 0.04 |  | 0681vs03 | Viessmann - Vitovent 300-C H32S A150 | 84% | 0% | 0.44 | 71 | 100 | 100 | incl. | yes | / | 63 | 27 | - | [60 empty] | 237 |  | 1 | #VALUE! | 99999 | 99999 | 99999 |  | TRUE | TRUE |  | 1 | #VALUE! | 99999 | 99999 | 99999 |  | TRUE | TRUE | 0725cw03-Aluprof S.A. - MB-TT50 - SWISSP. Ultimate | 0 | 260 | 0538 | 582 | 0582 | 216 | FALSE | TRUE |  | 1 | #VALUE! | 99999 | 681 | 0681 | 138 | FALSE | TRUE | [88 empty] | 0
[237 empty] | 0606wi03 | Wiegand - DW-plus XPS - SWISSP. Ultimate | 0.79 | 0.79 | 0.85 | 0.79 | 0.137 | 0.137 | 0.137 | 0.137 | 0.023 | 0.023 | 0.024 | 0.023 | 0.04 | 0.04 | 0.04 | 0.04 |  | 0532vs03 | Viessmann - Vitovent 300-W HR A300 | 84% | 0% | 0.26 | 59 | 235 | 100 | incl. | yes | / | 67 | 59 | - | [60 empty] | 238 |  | 1 | #VALUE! | 99999 | 99999 | 99999 |  | TRUE | TRUE |  | 1 | #VALUE! | 99999 | 99999 | 99999 |  | TRUE | TRUE | 0726cw03-Aluprof S.A. - MB-SR50N HI+ - SWISSP. Ultimate | 0 | 261 | 0539 | 606 | 0606 | 217 | FALSE | TRUE |  | 1 | #VALUE! | 99999 | 532 | 0532 | 139 | FALSE | TRUE | [88 empty] | 0
[237 empty] | 0701wi03 | Wingreen - WG85-10 - ULTIMATE Swissp. PU | 0.82 | 0.82 | 0.82 | 0.82 | 0.101 | 0.101 | 0.101 | 0.101 | 0.022 | 0.022 | 0.022 | 0.022 | 0.04 | 0.04 | 0.04 | 0.04 |  | 0519vs03 | Viessmann - Vitovent 300-W HR A400 | 84% | 0% | 0.29 | 77 | 290 | 100 | incl. | yes | / | 49.7 | 47 | - | [60 empty] | 239 |  | 1 | #VALUE! | 99999 | 99999 | 99999 |  | TRUE | TRUE |  | 1 | #VALUE! | 99999 | 99999 | 99999 |  | TRUE | TRUE | 0155cw03-batimet - TM50 SE - SWISSP. V | 0 | 262 | 0541 | 701 | 0701 | 218 | FALSE | TRUE |  | 1 | #VALUE! | 99999 | 519 | 0519 | 140 | FALSE | TRUE | [88 empty] | 0
[237 empty] | 0106wi03 | YUNG-KI - Fedora - SuperSp. Tri-Seal | 0.76 | 0.76 | 0.76 | 0.76 | 0.145 | 0.145 | 0.145 | 0.145 | 0.034 | 0.034 | 0.034 | 0.034 | 0.04 | 0.04 | 0.04 | 0.04 |  | 0110vs03 | Viessmann - Vitovent 300-F | 88% | 0% | 0.38 | 115 | 238 | 100 | incl. | yes | / | 64.6 | 56.8 | - | [60 empty] | 240 |  | 1 | #VALUE! | 99999 | 99999 | 99999 |  | TRUE | TRUE |  | 1 | #VALUE! | 99999 | 99999 | 99999 |  | TRUE | TRUE | 0156cw03-GUTMANN - Lara GF 50 - PH - SWISSP. V | 0 | 263 | 0542 | 106 | 0106 | 219 | FALSE | TRUE |  | 1 | #VALUE! | 99999 | 110 | 0110 | 141 | FALSE | TRUE | [88 empty] | 0
[237 empty] | 0608wi03 | Zola - ZNC - SuperSp. Tri-Seal BU | 0.78 | 0.78 | 0.81 | 0.78 | 0.113 | 0.113 | 0.113 | 0.113 | 0.03 | 0.03 | 0.027 | 0.03 | 0.04 | 0.04 | 0.04 | 0.04 |  | 0321vs03 | Wernig - G90-160 | 89% | 0% | 0.36 | 73 | 109 | 100 | incl. | yes | / | 61.1 | 39.1 | - | [60 empty] | 241 |  | 1 | #VALUE! | 99999 | 99999 | 99999 |  | TRUE | TRUE |  | 1 | #VALUE! | 99999 | 99999 | 99999 |  | TRUE | TRUE | 0157cw03-Jansen - VISS HI - SWISSP. V | 0 | 264 | 0545 | 608 | 0608 | 220 | FALSE | TRUE |  | 1 | #VALUE! | 99999 | 321 | 0321 | 142 | FALSE | TRUE | [88 empty] | 0
[237 empty] | 0595wi03 | Zyle Fenster UAB - PASSIVE EUROPA 92 - SWISSP. Ultimate | 0.77 | 0.77 | 0.87 | 0.77 | 0.116 | 0.116 | 0.132 | 0.116 | 0.025 | 0.025 | 0.026 | 0.025 | 0.04 | 0.04 | 0.04 | 0.04 |  | 0322vs03 | Wernig - G90-160 enthalpy | 85% | 64% | 0.33 | 73 | 115 | 100 | incl. | yes | / | 61.4 | 40.6 | - | [60 empty] | 242 |  | 1 | #VALUE! | 99999 | 99999 | 99999 |  | TRUE | TRUE |  | 1 | #VALUE! | 99999 | 99999 | 99999 |  | TRUE | TRUE | 0222cw03-Alcoa - Fassade AA100 HI - SWISSPACER | 0 | 265 | 0550 | 595 | 0595 | 221 | FALSE | TRUE |  | 1 | #VALUE! | 99999 | 322 | 0322 | 143 | FALSE | TRUE | [88 empty] | 0
[238 empty] | (fx: frame for fixed glazing) Fixed glazing, certified: | [17 empty] | 0319vs03 | Wernig - Comfort Vent G 90-200 | 92% | 0% | 0.42 | 60 | 150 | 100 | incl. | yes | / | 57.2 | 54.1 | - | [60 empty] | 243 |  | 1 | #VALUE! | 99999 | 99999 | 99999 |  | TRUE | TRUE |  | 1 | #VALUE! | 99999 | 99999 | 99999 |  | TRUE | TRUE | 0158cw03-LAMILUX - LAMILUX CI-System Glasarchitektur PR60 energysave (vertical installation) - SuperSp. Tri-Seal PU | 0 | 266 | 0573 | 99999 | 99999 |  | TRUE | TRUE |  | 1 | #VALUE! | 99999 | 319 | 0319 | 144 | FALSE | TRUE | [88 empty] | 0
[237 empty] | 0205fx03 | batimet - TA35 SE fix glazing - SWISSP. V | 0.73 | 0.73 | 0.77 | 0.73 | 0.07 | 0.07 | 0.07 | 0.07 | 0.027 | 0.027 | 0.027 | 0.027 | 0.04 | 0.04 | 0.04 | 0.04 |  | 0320vs03 | Wernig - Comfort Vent G 90-380 | 84% | 0% | 0.29 | 71 | 293 | 100 | incl. | yes | / | 63.8 | 50.2 | - | [60 empty] | 244 |  | 1 | #VALUE! | 99999 | 99999 | 99999 |  | TRUE | TRUE |  | 1 | #VALUE! | 99999 | 99999 | 99999 |  | TRUE | TRUE | 0160cw03-MBJ Fassadentechnik - System Holz - PH - SWISSP. V | 0 | 267 | 0579 | 205 | 0205 | 222 | FALSE | TRUE |  | 1 | #VALUE! | 99999 | 320 | 0320 | 145 | FALSE | TRUE | [88 empty] | 0
[237 empty] | 0697fx03 | BiTri - RUKNA-M fixed - SWISSP. Ultimate | 0.58 | 0.58 | 0.61 | 0.58 | 0.073 | 0.073 | 0.078 | 0.073 | 0.023 | 0.023 | 0.026 | 0.023 | 0.04 | 0.04 | 0.04 | 0.04 |  | 0748vs03 | Wolf - CWL-T-300 Excellent | 84% | 0% | 0.28 | 71 | 228 | 100 | incl. | yes | / | 54 | 48 | - | [60 empty] | 245 |  | 1 | #VALUE! | 99999 | 99999 | 99999 |  | TRUE | TRUE |  | 1 | #VALUE! | 99999 | 99999 | 99999 |  | TRUE | TRUE | 0623cw03-PONZIO - PONZIO PF152HI - SWISSP. Ultimate | 0 | 268 | 0582 | 697 | 0697 | 223 | FALSE | TRUE |  | 1 | #VALUE! | 99999 | 748 | 0748 | 146 | FALSE | TRUE | [88 empty] | 0
[237 empty] | 0689fx03 | Krone Vinduer - HeaCO Wood F - SWISSP. Ultimate | 0.64 | 0.64 | 0.64 | 0.64 | 0.045 | 0.045 | 0.045 | 0.045 | 0.026 | 0.026 | 0.026 | 0.026 | 0.04 | 0.04 | 0.04 | 0.04 |  | 0596vs03 | Wolf - CWL-F-150 Excellent | 84% | 0% | 0.44 | 71 | 100 | 100 | incl. | yes | / | 63 | 27 | - | [60 empty] | 246 |  | 1 | #VALUE! | 99999 | 99999 | 99999 |  | TRUE | TRUE |  | 1 | #VALUE! | 99999 | 99999 | 99999 |  | TRUE | TRUE | 0212cw03-RAICO - THERM+ 50 H-V (PH insulation block) - SWISSP. V | 0 | 269 | 0589 | 689 | 0689 | 224 | FALSE | TRUE |  | 1 | #VALUE! | 99999 | 596 | 0596 | 147 | FALSE | TRUE | [88 empty] | 0
[237 empty] | 0686fx03 | Nordfenster-Excl. Wood Group - EWG Passive Fixed - SWISSP. Ultimate PU | 0.71 | 0.71 | 0.69 | 0.71 | 0.064 | 0.064 | 0.068 | 0.064 | 0.02 | 0.02 | 0.021 | 0.02 | 0.04 | 0.04 | 0.04 | 0.04 |  | 0558vs03 | Wolf - CWL - 300 Excellent | 84% | 0% | 0.26 | 59 | 235 | 100 | incl. | yes | / | 67 | 59 | - | [60 empty] | 247 |  | 1 | #VALUE! | 99999 | 99999 | 99999 |  | TRUE | TRUE |  | 1 | #VALUE! | 99999 | 99999 | 99999 |  | TRUE | TRUE | 0211cw03-RAICO - THERM+ 50 S-I (vertical) - SWISSP. V | 0 | 270 | 0590 | 686 | 0686 | 225 | FALSE | TRUE |  | 1 | #VALUE! | 99999 | 558 | 0558 | 148 | FALSE | TRUE | [88 empty] | 0
[237 empty] | 0769fx03 | Pazen Fenster + Technik - ENERsign eco fix - SWISSP. Ultimate PU | 0.83 | 0.83 | 0.93 | 0.83 | 0.094 | 0.094 | 0.094 | 0.094 | 0.02 | 0.02 | 0.021 | 0.02 | 0.04 | 0.04 | 0.04 | 0.04 |  | 0493vs03 | Wolf - CWL-F-300 Excellent | 85% | 0% | 0.31 | 66 | 226 | 100 | incl. | yes | / | 60.1 | 44.3 | - | [60 empty] | 248 |  | 1 | #VALUE! | 99999 | 99999 | 99999 |  | TRUE | TRUE |  | 1 | #VALUE! | 99999 | 99999 | 99999 |  | TRUE | TRUE | 0161cw03-RAICO - THERM+ 50 A-V - SWISSP. V | 0 | 271 | 0592 | 769 | 0769 | 226 | FALSE | TRUE |  | 1 | #VALUE! | 99999 | 493 | 0493 | 149 | FALSE | TRUE | [88 empty] | 0
[237 empty] | 0772fx02 | Pazen Fenster + Technik - ENERsign plus fix - SWISSP. Ultimate PU | 0.58 | 0.58 | 0.58 | 0.58 | 0.094 | 0.094 | 0.094 | 0.094 | 0.023 | 0.023 | 0.023 | 0.023 | 0.04 | 0.04 | 0.04 | 0.04 |  | 0324vs03 | Wolf - CWL - 400 Excellent | 84% | 0% | 0.29 | 77 | 290 | 100 | incl. | yes | / | 49.7 | 47 | - | [60 empty] | 249 |  | 1 | #VALUE! | 99999 | 99999 | 99999 |  | TRUE | TRUE |  | 1 | #VALUE! | 99999 | 99999 | 99999 |  | TRUE | TRUE | 0166cw03-RAICO - THERM+ 50 H-i - SWISSP. V | 0 | 272 | 0593 | 772 | 0772 | 227 | FALSE | TRUE |  | 1 | #VALUE! | 99999 | 324 | 0324 | 150 | FALSE | TRUE | [88 empty] | 0
[237 empty] | 0647fx03 | Pazen Fenster+Technik - ENERsign plus Fest - Chromatech Ultra PU | 0.63 | 0.63 | 0.64 | 0.63 | 0.094 | 0.094 | 0.094 | 0.094 | 0.031 | 0.031 | 0.032 | 0.031 | 0.04 | 0.04 | 0.04 | 0.04 |  | 0323vs03 | Wolf - CWL - 400 | 83% | 0% | 0.38 | 90 | 305 | 100 | incl. | yes | / | 50.6 | 48.8 | without additional anti-freeze protection up to 220 m³ / h | [60 empty] | 250 |  | 1 | #VALUE! | 99999 | 99999 | 99999 |  | TRUE | TRUE |  | 1 | #VALUE! | 99999 | 99999 | 99999 |  | TRUE | TRUE | 0163cw03-RAICO - THERM+ 50 H-V - SWISSP. V | 0 | 273 | 0595 | 647 | 0647 | 228 | FALSE | TRUE |  | 1 | #VALUE! | 99999 | 323 | 0323 | 151 | FALSE | TRUE | [88 empty] | 0
[237 empty] | 0573fx01 | Pazen Fenster+Technik - ENERsign arctis** - SWISSP. Ultimate | 0.24 | 0.24 | 0.25 | 0.24 | 0.079 | 0.079 | 0.094 | 0.079 | 0.024 | 0.024 | 0.024 | 0.024 | 0.04 | 0.04 | 0.04 | 0.04 |  | 0702vs03 | Zehnder - ComfoAir 180 (V) HRV, ComfoD 180 (V) HRV | 82% | 0% | 0.27 | 90 | 145 | 100 | incl. | yes | / | 52.4 | 43.7 | - | [60 empty] | 251 |  | 1 | #VALUE! | 99999 | 99999 | 99999 |  | TRUE | TRUE |  | 1 | #VALUE! | 99999 | 99999 | 99999 |  | TRUE | TRUE | 0170cw03-RAICO - THERM+ 50 S-i T-Profil - SWISSP. V | 0 | 274 | 0598 | 573 | 0573 | 229 | FALSE | TRUE |  | 1 | #VALUE! | 99999 | 702 | 0702 | 152 | FALSE | TRUE | [88 empty] | 0
[237 empty] | 0530fx03 | POL SKONE - EC90 PLUS ALU-EFFECT Fix - SWISSP. V | 0.78 | 0.78 | 0.83 | 0.78 | 0.093 | 0.093 | 0.093 | 0.093 | 0.028 | 0.028 | 0.028 | 0.028 | 0.04 | 0.04 | 0.04 | 0.04 |  | 0326vs03 | Zehnder - ComfoAir 160 HRV | 89% | 0% | 0.36 | 73 | 109 | 100 | incl. | yes | / | 61.1 | 39.1 | - | [60 empty] | 252 |  | 1 | #VALUE! | 99999 | 99999 | 99999 |  | TRUE | TRUE |  | 1 | #VALUE! | 99999 | 99999 | 99999 |  | TRUE | TRUE | 0162cw03-RAICO - THERM+ 56 A-V - SWISSP. V | 0 | 275 | 0600 | 530 | 0530 | 230 | FALSE | TRUE |  | 1 | #VALUE! | 99999 | 326 | 0326 | 153 | FALSE | TRUE | [88 empty] | 0
[237 empty] | 0749fx03 | POL SKONE - EC90 PLUS ALU-EFFECT Fix Typ A - ULTIMATE Swisspacer | 0.74 | 0.74 | 0.74 | 0.74 | 0.093 | 0.093 | 0.093 | 0.093 | 0.026 | 0.026 | 0.026 | 0.026 | 0.04 | 0.04 | 0.04 | 0.04 |  | 0325vs03 | Zehnder - ComfoAir160 ERV | 85% | 64% | 0.33 | 73 | 115 | 100 | incl. | yes | / | 61.4 | 40.6 | - | [60 empty] | 253 |  | 1 | #VALUE! | 99999 | 99999 | 99999 |  | TRUE | TRUE |  | 1 | #VALUE! | 99999 | 99999 | 99999 |  | TRUE | TRUE | 0167cw03-RAICO - THERM+ 56 H-i - SWISSP. V | 0 | 276 | 0601 | 749 | 0749 | 231 | FALSE | TRUE |  | 1 | #VALUE! | 99999 | 325 | 0325 | 154 | FALSE | TRUE | [88 empty] | 0
[237 empty] | 0122fx03 | pro Passivhausfenster - SmartWinFix - SWISSP. V | 0.54 | 0.54 | 0.77 | 0.54 | 0.086 | 0.086 | 0.086 | 0.086 | 0.028 | 0.028 | 0.027 | 0.028 | 0.04 | 0.04 | 0.04 | 0.04 |  | 0329vs03 | Zehnder - ComfoAir550, ComfoD550, WHR960 | 84% | 0% | 0.31 | 110 | 308 | 100 | incl. | yes | / | 47.6 | 48.2 | without additional anti-freeze protection up to 240 m³/h | [60 empty] | 254 |  | 1 | #VALUE! | 99999 | 99999 | 99999 |  | TRUE | TRUE |  | 1 | #VALUE! | 99999 | 99999 | 99999 |  | TRUE | TRUE | 0164cw03-RAICO - THERM+ 56 H-V - SWISSP. V | 0 | 277 | 0605 | 122 | 0122 | 232 | FALSE | TRUE |  | 1 | #VALUE! | 99999 | 329 | 0329 | 155 | FALSE | TRUE | [88 empty] | 0
[237 empty] | 0699fx03 | Svenska - Fast Passiv - SWISSP. Ultimate PU | 0.92 | 0.92 | 0.93 | 0.92 | 0.055 | 0.055 | 0.055 | 0.055 | 0.023 | 0.023 | 0.024 | 0.023 | 0.04 | 0.04 | 0.04 | 0.04 |  | 0327vs03 | Zehnder - ComfoAir200, ComfoD250, WHR920 | 92% | 0% | 0.42 | 60 | 150 | 100 | incl. | yes | / | 57.2 | 54.1 | - | [60 empty] | 255 |  | 1 | #VALUE! | 99999 | 99999 | 99999 |  | TRUE | TRUE |  | 1 | #VALUE! | 99999 | 99999 | 99999 |  | TRUE | TRUE | 0171cw03-RAICO - THERM+ 56 S-i - SWISSP. V | 0 | 278 | 0606 | 699 | 0699 | 233 | FALSE | TRUE |  | 1 | #VALUE! | 99999 | 327 | 0327 | 156 | FALSE | TRUE | [88 empty] | 0
[237 empty] | 0124fx03 | TROHA-DIL - BLUEGREEN Petra - SWISSP. V | 0.61 | 0.61 | 0.62 | 0.61 | 0.084 | 0.084 | 0.109 | 0.084 | 0.027 | 0.027 | 0.027 | 0.027 | 0.04 | 0.04 | 0.04 | 0.04 |  | 0330vs03 | Zehnder - ComfoAir flat 150 | 82% | 0% | 0.41 | 86 | 137 | 100 | incl. | yes | / | 61.1 | 57.2 | - | [60 empty] | 256 |  | 1 | #VALUE! | 99999 | 99999 | 99999 |  | TRUE | TRUE |  | 1 | #VALUE! | 99999 | 99999 | 99999 |  | TRUE | TRUE | 0168cw03-RAICO - THERM+ 76 H-i - SWISSP. V | 0 | 279 | 0607 | 124 | 0124 | 234 | FALSE | TRUE |  | 1 | #VALUE! | 99999 | 330 | 0330 | 157 | FALSE | TRUE | [88 empty] | 0
[237 empty] | 0545fx03 | Wooden Windows - CaliPassiv Fixed - SuperSp. Tri-Seal BU | 0.75 | 0.75 | 0.79 | 0.75 | 0.077 | 0.077 | 0.077 | 0.077 | 0.024 | 0.024 | 0.024 | 0.024 | 0.04 | 0.04 | 0.04 | 0.04 |  | 0328vs03 | Zehnder - ComfoAir350, ComfoD350, WHR930 | 84% | 0% | 0.29 | 71 | 293 | 100 | incl. | yes | / | 63.8 | 50.2 | - | [60 empty] | 257 |  | 1 | #VALUE! | 99999 | 99999 | 99999 |  | TRUE | TRUE |  | 1 | #VALUE! | 99999 | 99999 | 99999 |  | TRUE | TRUE | 0165cw03-RAICO - THERM+ 76 H-V - SWISSP. V | 0 | 280 | 0608 | 545 | 0545 | 235 | FALSE | TRUE |  | 1 | #VALUE! | 99999 | 328 | 0328 | 158 | FALSE | TRUE | [88 empty] | 0
[238 empty] | (cw: curtain wall) Curtain wall, certified: | [17 empty] | 0337vs03 | Zewotherm - ZA11LG500 | 82% | 0% | 0.33 | 280 | 448 | 100 | incl. | yes | / | 55.4 | 57.2 | - | [60 empty] | 258 |  | 1 | #VALUE! | 99999 | 99999 | 99999 |  | TRUE | TRUE |  | 1 | #VALUE! | 99999 | 99999 | 99999 |  | TRUE | TRUE | 0213cw03-REHAU - Fassadensystem REHAU-Polytec 50 S - SWISSP. V | 0 | 281 | 0609 | 99999 | 99999 |  | TRUE | TRUE |  | 1 | #VALUE! | 99999 | 337 | 0337 | 159 | FALSE | TRUE | [88 empty] | 0
[237 empty] | 0724cw03 | ALCOA - AA 100 HI+ - SWISSP. V | 0.82 | 0.82 | 0.82 | 0.82 | 0.025 | 0.025 | 0.025 | 0.025 | 0.032 | 0.032 | 0.032 | 0.032 | 0.07 | 0.07 | 0.07 | 0.07 | 0.003 | 0331vs03 | Zewotherm - ZA11LG180 | 85% | 0% | 0.4 | 90 | 139 | 100 | incl. | yes | / | 69.8 | 53.7 | - | [60 empty] | 259 |  | 1 | #VALUE! | 99999 | 99999 | 99999 |  | TRUE | TRUE |  | 1 | #VALUE! | 99999 | 99999 | 99999 |  | TRUE | TRUE | 0808cw03-Sayyas - Scw60 - SWISSP. Ultimate BU | 0 | 282 | 0610 | 724 | 0724 | 236 | FALSE | TRUE |  | 1 | #VALUE! | 99999 | 331 | 0331 | 160 | FALSE | TRUE | [88 empty] | 0
[237 empty] | 0725cw03 | Aluprof S.A. - MB-TT50 - SWISSP. Ultimate | 0.84 | 0.84 | 0.86 | 0.86 | 0.025 | 0.025 | 0.025 | 0.025 | 0.03 | 0.03 | 0.03 | 0.03 | 0.07 | 0.07 | 0.07 | 0.07 | 0.004 | 0332vs03 | Zewotherm - ZA11LG250 | 88% | 0% | 0.3 | 137 | 196 | 100 | incl. | yes | / | 70.2 | 51.2 | - | [60 empty] | 260 |  | 1 | #VALUE! | 99999 | 99999 | 99999 |  | TRUE | TRUE |  | 1 | #VALUE! | 99999 | 99999 | 99999 |  | TRUE | TRUE | 0809cw03-Sayyas - Pcw70 - SWISSP. Ultimate PU | 0 | 283 | 0611 | 725 | 0725 | 237 | FALSE | TRUE |  | 1 | #VALUE! | 99999 | 332 | 0332 | 161 | FALSE | TRUE | [88 empty] | 0
[237 empty] | 0726cw03 | Aluprof S.A. - MB-SR50N HI+ - SWISSP. Ultimate | 0.97 | 0.97 | 0.94 | 0.94 | 0.025 | 0.025 | 0.025 | 0.025 | 0.032 | 0.032 | 0.032 | 0.032 | 0.07 | 0.07 | 0.07 | 0.07 | 0.004 |  | (vl: ventilation unit large) Ventilation unit from 600m³/h, certified: | [72 empty] | 261 |  | 1 | #VALUE! | 99999 | 99999 | 99999 |  | TRUE | TRUE |  | 1 | #VALUE! | 99999 | 99999 | 99999 |  | TRUE | TRUE | 0735cw03-Schüco - FWS 35 PD.SI - SWISSP. Ultimate | 0 | 284 | 0612 | 726 | 0726 | 238 | FALSE | TRUE |  | 1 | #VALUE! | 99999 | 99999 | 99999 |  | TRUE | TRUE | [88 empty] | 0
[237 empty] | 0155cw03 | batimet - TM50 SE - SWISSP. V | 0.92 | 0.92 | 0.99 | 0.99 | 0.025 | 0.025 | 0.025 | 0.025 | 0.035 | 0.035 | 0.035 | 0.035 | 0.07 | 0.07 | 0.07 | 0.07 | 0.004 | 0113vl03 | Airflow - DUPLEX S 1100 Flex | 89% | 0% | 0.4 | 250 | 700 | 200 | 73 | yes | - | 62.4 | 88.6 | - | [60 empty] | 262 |  | 1 | #VALUE! | 99999 | 99999 | 99999 |  | TRUE | TRUE |  | 1 | #VALUE! | 99999 | 99999 | 99999 |  | TRUE | TRUE | 0215cw03-Schüco - Schüco AOC 50 ST.SI (vertical) - SWISSP. V PU | 0 | 285 | 0613 | 155 | 0155 | 239 | FALSE | TRUE |  | 1 | #VALUE! | 99999 | 113 | 0113 | 162 | FALSE | TRUE | [88 empty] | 0
[237 empty] | 0156cw03 | GUTMANN - Lara GF 50 - PH - SWISSP. V | 0.91 | 0.91 | 0.91 | 0.91 | 0.025 | 0.025 | 0.025 | 0.025 | 0.036 | 0.036 | 0.036 | 0.036 | 0.07 | 0.07 | 0.07 | 0.07 | 0.004 | 0114vl03 | Airflow - DUPLEX S 3600 Flex | 80% | 0% | 0.45 | 800 | 2800 | 286 | 92 | yes | - | 87.5 | 64.2 | - | [60 empty] | 263 |  | 1 | #VALUE! | 99999 | 99999 | 99999 |  | TRUE | TRUE |  | 1 | #VALUE! | 99999 | 99999 | 99999 |  | TRUE | TRUE | 0214cw03-Schüco - Schüco AOC 50 TI.SI (vertical) - SWISSP. V | 0 | 286 | 0614 | 156 | 0156 | 240 | FALSE | TRUE |  | 1 | #VALUE! | 99999 | 114 | 0114 | 163 | FALSE | TRUE | [88 empty] | 0
[237 empty] | 0157cw03 | Jansen - VISS HI - SWISSP. V | 0.81 | 0.81 | 0.92 | 0.92 | 0.025 | 0.025 | 0.025 | 0.025 | 0.037 | 0.037 | 0.037 | 0.037 | 0.07 | 0.07 | 0.07 | 0.07 | 0.008 | 0226vl03 | Airflow - DUPLEX S 1600 Flex | 83% | 0% | 0.41 | 300 | 1300 | 238 | 75 | yes | - | 82 | 60 | - | [60 empty] | 264 |  | 1 | #VALUE! | 99999 | 99999 | 99999 |  | TRUE | TRUE |  | 1 | #VALUE! | 99999 | 99999 | 99999 |  | TRUE | TRUE | 0217cw03-Schüco - Schüco AOC 60 ST.SI (vertical) - SWISSP. V PU | 0 | 287 | 0615 | 157 | 0157 | 241 | FALSE | TRUE |  | 1 | #VALUE! | 99999 | 226 | 0226 | 164 | FALSE | TRUE | [88 empty] | 0
[237 empty] | 0222cw03 | Alcoa - Fassade AA100 HI - SWISSPACER | 0.81 | 0.81 | 0.81 | 0.81 | 0.025 | 0.025 | 0.025 | 0.025 | 0.037 | 0.037 | 0.037 | 0.037 | 0.07 | 0.07 | 0.07 | 0.07 | 0.004 | 0227vl03 | Airflow - DUPLEX S 2600 Flex | 84% | 0% | 0.43 | 500 | 1500 | 247 | 59 | yes | - | 79.6 | 55.2 | - | [60 empty] | 265 |  | 1 | #VALUE! | 99999 | 99999 | 99999 |  | TRUE | TRUE |  | 1 | #VALUE! | 99999 | 99999 | 99999 |  | TRUE | TRUE | 0216cw03-Schüco - Schüco AOC 60 TI.SI (vertical) - SWISSP. V | 0 | 288 | 0616 | 222 | 0222 | 242 | FALSE | TRUE |  | 1 | #VALUE! | 99999 | 227 | 0227 | 165 | FALSE | TRUE | [88 empty] | 0
[237 empty] | 0158cw03 | LAMILUX - LAMILUX CI-System Glasarchitektur PR60 energysave (vertical installation) - SuperSp. Tri-Seal PU | 0.85 | 0.85 | 0.85 | 0.85 | 0.03 | 0.03 | 0.03 | 0.03 | 0.033 | 0.033 | 0.033 | 0.033 | 0.07 | 0.07 | 0.07 | 0.07 | 0.01 | 0528vl03 | AirXpert - RTV 3400 | 85% | 0% | 0.45 | 1600 | 3400 | 298 | 32 | yes | - | 83.7 | 69.3 | - | [60 empty] | 266 |  | 1 | #VALUE! | 99999 | 99999 | 99999 |  | TRUE | TRUE |  | 1 | #VALUE! | 99999 | 99999 | 99999 |  | TRUE | TRUE | 0451cw03-Schüco - Schüco FW 50+.SI green - SWISSP. Ultimate | 0 | 289 | 0618 | 158 | 0158 | 243 | FALSE | TRUE |  | 1 | #VALUE! | 99999 | 528 | 0528 | 166 | FALSE | TRUE | [88 empty] | 0
[237 empty] | 0160cw03 | MBJ Fassadentechnik - System Holz - PH - SWISSP. V | 0.97 | 0.97 | 0.97 | 0.97 | 0.025 | 0.025 | 0.025 | 0.025 | 0.034 | 0.034 | 0.034 | 0.034 | 0.07 | 0.07 | 0.07 | 0.07 | 0.004 | 0764vl03 | ALDES Aéraulique - XH3500 | 81% | 0% | 0.45 | 1520 | 1690 | 255 | 44 | yes | - | 68.5 | 54.2 | - | [60 empty] | 267 |  | 1 | #VALUE! | 99999 | 99999 | 99999 |  | TRUE | TRUE |  | 1 | #VALUE! | 99999 | 99999 | 99999 |  | TRUE | TRUE | 0173cw03-Schüco - Schüco FW 50+.SI Passive House certified (aluminium pressure plate) - SWISSP. V | 0 | 290 | 0620 | 160 | 0160 | 244 | FALSE | TRUE |  | 1 | #VALUE! | 99999 | 764 | 0764 | 167 | FALSE | TRUE | [88 empty] | 0
[237 empty] | 0623cw03 | PONZIO - PONZIO PF152HI - SWISSP. Ultimate | 0.93 | 0.93 | 0.92 | 0.92 | 0.026 | 0.026 | 0.026 | 0.026 | 0.034 | 0.034 | 0.034 | 0.034 | 0.07 | 0.07 | 0.07 | 0.07 | 0.006 | 0111vl03 | Atrea - DUPLEX S 1100 Flexi | 89% | 0% | 0.4 | 250 | 700 | 200 | 73 | yes | - | 62.4 | 88.6 | - | [60 empty] | 268 |  | 1 | #VALUE! | 99999 | 99999 | 99999 |  | TRUE | TRUE |  | 1 | #VALUE! | 99999 | 99999 | 99999 |  | TRUE | TRUE | 0175cw03-Schüco - Schüco FW 60+.SI Passive House certified (aluminium pressure plate) - SWISSP. V | 0 | 291 | 0621 | 623 | 0623 | 245 | FALSE | TRUE |  | 1 | #VALUE! | 99999 | 111 | 0111 | 168 | FALSE | TRUE | [88 empty] | 0
[237 empty] | 0212cw03 | RAICO - THERM+ 50 H-V (PH insulation block) - SWISSP. V | 0.92 | 0.92 | 0.91 | 0.91 | 0.025 | 0.025 | 0.025 | 0.025 | 0.035 | 0.035 | 0.035 | 0.035 | 0.07 | 0.07 | 0.07 | 0.07 | 0.004 | 0112vl03 | Atrea - DUPLEX S 3600 Flexi | 80% | 0% | 0.45 | 800 | 2800 | 286 | 92 | yes | - | 87.5 | 64.2 | - | [60 empty] | 269 |  | 1 | #VALUE! | 99999 | 99999 | 99999 |  | TRUE | TRUE |  | 1 | #VALUE! | 99999 | 99999 | 99999 |  | TRUE | TRUE | 0538ic03-JET - BA5/6 PH, Glasdach - SWISSP. V | 0 | 293 | 0622 | 212 | 0212 | 246 | FALSE | TRUE |  | 1 | #VALUE! | 99999 | 112 | 0112 | 169 | FALSE | TRUE | [88 empty] | 0
[237 empty] | 0211cw03 | RAICO - THERM+ 50 S-I (vertical) - SWISSP. V | 0.93 | 0.93 | 0.93 | 0.93 | 0.025 | 0.025 | 0.025 | 0.025 | 0.035 | 0.035 | 0.035 | 0.035 | 0.07 | 0.07 | 0.07 | 0.07 | 0.006 | 0228vl03 | Atrea - DUPLEX S 1600 Flexi | 83% | 0% | 0.41 | 300 | 1300 | 238 | 75 | yes | - | 82 | 60 | - | [60 empty] | 270 |  | 1 | #VALUE! | 99999 | 99999 | 99999 |  | TRUE | TRUE |  | 1 | #VALUE! | 99999 | 99999 | 99999 |  | TRUE | TRUE | 0159ic03-LAMILUX - LAMILUX CI-System Glasarchitektur PR60 energysave (inclined) - SuperSp. Tri-Seal PU | 0 | 294 | 0623 | 211 | 0211 | 247 | FALSE | TRUE |  | 1 | #VALUE! | 99999 | 228 | 0228 | 170 | FALSE | TRUE | [88 empty] | 0
[237 empty] | 0161cw03 | RAICO - THERM+ 50 A-V - SWISSP. V | 0.87 | 0.87 | 0.86 | 0.86 | 0.025 | 0.025 | 0.025 | 0.025 | 0.038 | 0.038 | 0.038 | 0.038 | 0.07 | 0.07 | 0.07 | 0.07 | 0.005 | 0229vl03 | Atrea - DUPLEX S 2600 Flexi | 84% | 0% | 0.43 | 500 | 1500 | 247 | 59 | yes | - | 79.6 | 55.2 | - | [60 empty] | 271 |  | 1 | #VALUE! | 99999 | 99999 | 99999 |  | TRUE | TRUE |  | 1 | #VALUE! | 99999 | 99999 | 99999 |  | TRUE | TRUE | 0210ic03-RAICO - THERM+ 50 H-I (inclined) - SWISSP. V | 0 | 295 | 0624 | 161 | 0161 | 248 | FALSE | TRUE |  | 1 | #VALUE! | 99999 | 229 | 0229 | 171 | FALSE | TRUE | [88 empty] | 0
[237 empty] | 0166cw03 | RAICO - THERM+ 50 H-i - SWISSP. V | 0.93 | 0.93 | 0.93 | 0.93 | 0.025 | 0.025 | 0.025 | 0.025 | 0.034 | 0.034 | 0.034 | 0.034 | 0.07 | 0.07 | 0.07 | 0.07 | 0.004 | 0230vl03 | Drexel und Weiss - Aerosilent Centro 1200 | 83% | 0% | 0.45 | 660 | 1230 | 235 | 55 | yes | - | 57.9 | 60.2 | - | [60 empty] | 272 |  | 1 | #VALUE! | 99999 | 99999 | 99999 |  | TRUE | TRUE |  | 1 | #VALUE! | 99999 | 99999 | 99999 |  | TRUE | TRUE | 0209ic03-RAICO - THERM+ 50 S-I (inclined) - SWISSP. V | 0 | 296 | 0629 | 166 | 0166 | 249 | FALSE | TRUE |  | 1 | #VALUE! | 99999 | 230 | 0230 | 172 | FALSE | TRUE | [88 empty] | 0
[237 empty] | 0163cw03 | RAICO - THERM+ 50 H-V - SWISSP. V | 0.97 | 0.97 | 0.95 | 0.95 | 0.025 | 0.025 | 0.025 | 0.025 | 0.034 | 0.034 | 0.034 | 0.034 | 0.07 | 0.07 | 0.07 | 0.07 | 0.004 | 0231vl03 | GEA - Com4mini 750 | 82% | 0% | 0.45 | 280 | 460 | 190 | 55 | yes | - | 65.7 | 56.8 | - | [60 empty] | 273 |  | 1 | #VALUE! | 99999 | 99999 | 99999 |  | TRUE | TRUE |  | 1 | #VALUE! | 99999 | 99999 | 99999 |  | TRUE | TRUE | 0208ic03-RAICO - THERM+ 50 A-I (inclined) - SWISSP. V | 0 | 297 | 0631 | 163 | 0163 | 250 | FALSE | TRUE |  | 1 | #VALUE! | 99999 | 231 | 0231 | 173 | FALSE | TRUE | [88 empty] | 0
[237 empty] | 0170cw03 | RAICO - THERM+ 50 S-i T-Profil - SWISSP. V | 0.85 | 0.85 | 0.85 | 0.85 | 0.025 | 0.025 | 0.025 | 0.025 | 0.037 | 0.037 | 0.037 | 0.037 | 0.07 | 0.07 | 0.07 | 0.07 | 0.006 | 0787vl03 | GEA - COM4mini CC60 | 80% | 0% | 0.43 | 0 | 1500 | 247 | 76 | yes | - | 79 | 63 | - | [60 empty] | 274 |  | 1 | #VALUE! | 99999 | 99999 | 99999 |  | TRUE | TRUE |  | 1 | #VALUE! | 99999 | 99999 | 99999 |  | TRUE | TRUE | 0218ic03-Schüco - Schüco AOC 50 TI.SI (inclined) - SWISSP. V | 0 | 298 | 0632 | 170 | 0170 | 251 | FALSE | TRUE |  | 1 | #VALUE! | 99999 | 787 | 0787 | 174 | FALSE | TRUE | [88 empty] | 0
[237 empty] | 0162cw03 | RAICO - THERM+ 56 A-V - SWISSP. V | 0.85 | 0.85 | 0.85 | 0.85 | 0.028 | 0.028 | 0.028 | 0.028 | 0.038 | 0.038 | 0.038 | 0.038 | 0.07 | 0.07 | 0.07 | 0.07 | 0.005 | 0115vl03 | Heinemann - Vario 1000 SE | 89% | 0% | 0.4 | 250 | 700 | 200 | 73 | yes | - | 62.4 | 88.6 | - | [60 empty] | 275 |  | 1 | #VALUE! | 99999 | 99999 | 99999 |  | TRUE | TRUE |  | 1 | #VALUE! | 99999 | 99999 | 99999 |  | TRUE | TRUE | 0219ic03-Schüco - Schüco AOC 50 ST.SI (inclined) - SWISSP. V | 0 | 299 | 0633 | 162 | 0162 | 252 | FALSE | TRUE |  | 1 | #VALUE! | 99999 | 115 | 0115 | 175 | FALSE | TRUE | [88 empty] | 0
[237 empty] | 0167cw03 | RAICO - THERM+ 56 H-i - SWISSP. V | 0.91 | 0.91 | 0.91 | 0.91 | 0.028 | 0.028 | 0.028 | 0.028 | 0.034 | 0.034 | 0.034 | 0.034 | 0.07 | 0.07 | 0.07 | 0.07 | 0.004 | 0116vl03 | Heinemann - Vario 3500 SE | 80% | 0% | 0.45 | 800 | 2800 | 286 | 92 | yes | - | 87.5 | 64.2 | - | [60 empty] | 276 |  | 1 | #VALUE! | 99999 | 99999 | 99999 |  | TRUE | TRUE |  | 1 | #VALUE! | 99999 | 99999 | 99999 |  | TRUE | TRUE | 0473rw03-Fakro - FTT U8 Thermo 2012 - with TGI | 0 | 301 | 0634 | 167 | 0167 | 253 | FALSE | TRUE |  | 1 | #VALUE! | 99999 | 116 | 0116 | 176 | FALSE | TRUE | [88 empty] | 0
[237 empty] | 0164cw03 | RAICO - THERM+ 56 H-V - SWISSP. V | 0.94 | 0.94 | 0.93 | 0.93 | 0.028 | 0.028 | 0.028 | 0.028 | 0.034 | 0.034 | 0.035 | 0.035 | 0.07 | 0.07 | 0.07 | 0.07 | 0.004 | 0235vl03 | Heinemann - Vario 1500 SE | 83% | 0% | 0.41 | 300 | 1300 | 238 | 75 | yes | - | 82 | 60 | - | [60 empty] | 277 |  | 1 | #VALUE! | 99999 | 99999 | 99999 |  | TRUE | TRUE |  | 1 | #VALUE! | 99999 | 99999 | 99999 |  | TRUE | TRUE | 0592rw02-VELUX - GGU -K-- 008230 - TGI | 0 | 302 | 0635 | 164 | 0164 | 254 | FALSE | TRUE |  | 1 | #VALUE! | 99999 | 235 | 0235 | 177 | FALSE | TRUE | [88 empty] | 0
[237 empty] | 0171cw03 | RAICO - THERM+ 56 S-i - SWISSP. V | 0.84 | 0.84 | 0.83 | 0.83 | 0.028 | 0.028 | 0.028 | 0.028 | 0.037 | 0.037 | 0.036 | 0.036 | 0.07 | 0.07 | 0.07 | 0.07 | 0.006 | 0236vl03 | Heinemann - Vario 2500 SE | 84% | 0% | 0.43 | 500 | 1500 | 247 | 59 | yes | - | 79.6 | 55.2 | - | [60 empty] | 278 |  | 1 | #VALUE! | 99999 | 99999 | 99999 |  | TRUE | TRUE |  | 1 | #VALUE! | 99999 | 99999 | 99999 |  | TRUE | TRUE | 0203sl03-Glas Trösch - Composite Glazing - Festverglasung - SuperSp. Tri-Seal | 0 | 304 | 0636 | 171 | 0171 | 255 | FALSE | TRUE |  | 1 | #VALUE! | 99999 | 236 | 0236 | 178 | FALSE | TRUE | [88 empty] | 0
[237 empty] | 0168cw03 | RAICO - THERM+ 76 H-i - SWISSP. V | 0.88 | 0.88 | 0.89 | 0.89 | 0.038 | 0.038 | 0.038 | 0.038 | 0.03 | 0.03 | 0.03 | 0.03 | 0.07 | 0.07 | 0.07 | 0.07 | 0.004 | 0727vl03 | Helios - KWL EC 800S PRO | 80% | 0% | 0.42 | 290 | 620 | 195 | 16 | yes | - | 71 | 61 | - | [60 empty] | 279 |  | 1 | #VALUE! | 99999 | 99999 | 99999 |  | TRUE | TRUE |  | 1 | #VALUE! | 99999 | 99999 | 99999 |  | TRUE | TRUE | 0394sl03-Börner - Nauheimer rooflight - without spacer | 0 | 305 | 0637 | 168 | 0168 | 256 | FALSE | TRUE |  | 1 | #VALUE! | 99999 | 727 | 0727 | 179 | FALSE | TRUE | [88 empty] | 0
[237 empty] | 0165cw03 | RAICO - THERM+ 76 H-V - SWISSP. V | 0.88 | 0.88 | 0.87 | 0.87 | 0.038 | 0.038 | 0.038 | 0.038 | 0.03 | 0.03 | 0.03 | 0.03 | 0.07 | 0.07 | 0.07 | 0.07 | 0.004 | 0575vl03 | Helios - KWL EC 1800S PRO | 82% | 0% | 0.41 | 750 | 1400 | 243 | 36 | yes | - | 71.8 | 61.3 | - | [60 empty] | 280 |  | 1 | #VALUE! | 99999 | 99999 | 99999 |  | TRUE | TRUE |  | 1 | #VALUE! | 99999 | 99999 | 99999 |  | TRUE | TRUE | 0453sl02-LAMILUX - LAMILUX CI-System Glaselement Feenergysave+ - SuperSp. Tri-Seal | 0 | 306 | 0638 | 165 | 0165 | 257 | FALSE | TRUE |  | 1 | #VALUE! | 99999 | 575 | 0575 | 180 | FALSE | TRUE | [88 empty] | 0
[237 empty] | 0213cw03 | REHAU - Fassadensystem REHAU-Polytec 50 S - SWISSP. V | 1 | 1 | 0.99 | 0.99 | 0.025 | 0.025 | 0.025 | 0.025 | 0.035 | 0.035 | 0.034 | 0.034 | 0.07 | 0.07 | 0.07 | 0.07 | 0.002 | 0574vl03 | Helios - KWL EC 2600S PRO | 81% | 0% | 0.4 | 800 | 2100 | 268 | 19 | yes | - | 76.7 | 61.9 | - | [60 empty] | 281 |  | 1 | #VALUE! | 99999 | 99999 | 99999 |  | TRUE | TRUE |  | 1 | #VALUE! | 99999 | 99999 | 99999 |  | TRUE | TRUE | 0454sl03-LAMILUX - LAMILUX CI-System Glaselement Feenergysave+ - SuperSp. Tri-Seal | 0 | 307 | 0639 | 213 | 0213 | 258 | FALSE | TRUE |  | 1 | #VALUE! | 99999 | 574 | 0574 | 181 | FALSE | TRUE | [88 empty] | 0
[237 empty] | 0808cw03 | Sayyas - Scw60 - SWISSP. Ultimate BU | 0.99 | 0.99 | 0.99 | 0.99 | 0.03 | 0.03 | 0.03 | 0.03 | 0.025 | 0.025 | 0.025 | 0.025 | 0.07 | 0.07 | 0.07 | 0.07 | 0.014632 | 0237vl03 | Helios - KWL EC 1400 D | 82% | 0% | 0.45 | 450 | 900 | 215 | 40 | yes | - | 74.6 | 60 | - | [60 empty] | 282 |  | 1 | #VALUE! | 99999 | 99999 | 99999 |  | TRUE | TRUE |  | 1 | #VALUE! | 99999 | 99999 | 99999 |  | TRUE | TRUE | 0202sl03-LAMILUX - LAMILUX CI-System Glaselement Feenergysave - SuperSp. Tri-Seal | 0 | 308 | 0639 | 808 | 0808 | 259 | FALSE | TRUE |  | 1 | #VALUE! | 99999 | 237 | 0237 | 182 | FALSE | TRUE | [88 empty] | 0
[237 empty] | 0809cw03 | Sayyas - Pcw70 - SWISSP. Ultimate PU | 0.66 | 0.66 | 0.66 | 0.66 | 0.038 | 0.038 | 0.038 | 0.038 | 0.04 | 0.04 | 0.04 | 0.04 | 0.07 | 0.07 | 0.07 | 0.07 | 0 | 0238vl03 | Helios - KWL EC 2000 D | 84% | 0% | 0.43 | 650 | 1650 | 250 | 49 | yes | - | 70.3 | 55.7 | - | [60 empty] | 283 |  | 1 | #VALUE! | 99999 | 99999 | 99999 |  | TRUE | TRUE |  | 1 | #VALUE! | 99999 | 99999 | 99999 |  | TRUE | TRUE | 0718wi03-ACO Hochbau - ACO Therm® 3.0 PHT - Swisspacer Ultimate | 0 | 310 | 0640 | 809 | 0809 | 260 | FALSE | TRUE |  | 1 | #VALUE! | 99999 | 238 | 0238 | 183 | FALSE | TRUE | [88 empty] | 0
[237 empty] | 0735cw03 | Schüco - FWS 35 PD.SI - SWISSP. Ultimate | 0.96 | 0.96 | 0.96 | 0.96 | 0.018 | 0.018 | 0.018 | 0.018 | 0.032 | 0.032 | 0.034 | 0.034 | 0.07 | 0.07 | 0.07 | 0.07 | 0.015116 | 0651vl03 | LÜFTA - MAXK I3 3000 DC | 84% | 0% | 0.45 | 700 | 2200 | 243 | 0 | yes | - | 75.2 | 68.6 | - | [60 empty] | 284 |  | 1 | #VALUE! | 99999 | 99999 | 99999 |  | TRUE | TRUE |  | 1 | #VALUE! | 99999 | 99999 | 99999 |  | TRUE | TRUE | 0624wc03-FOPPE - EMS+SI - SWISSP. V | 0 | 311 | 0642 | 735 | 0735 | 261 | FALSE | TRUE |  | 1 | #VALUE! | 99999 | 651 | 0651 | 184 | FALSE | TRUE | [88 empty] | 0
[237 empty] | 0215cw03 | Schüco - Schüco AOC 50 ST.SI (vertical) - SWISSP. V PU | 0.93 | 0.93 | 0.93 | 0.93 | 0.025 | 0.025 | 0.025 | 0.025 | 0.031 | 0.031 | 0.031 | 0.031 | 0.07 | 0.07 | 0.07 | 0.07 | 0.004 | 0652vl03 | LÜFTA - MAXK I3 4000 DC | 84% | 0% | 0.45 | 800 | 3200 | 294 | 0 | yes | - | 80.4 | 73.3 | - | [60 empty] | 285 |  | 1 | #VALUE! | 99999 | 99999 | 99999 |  | TRUE | TRUE |  | 1 | #VALUE! | 99999 | 99999 | 99999 |  | TRUE | TRUE | 0789wc03-Hain - PARCO THERMOZARGE - SWISSP. Ultimate PU | 0 | 312 | 0643 | 215 | 0215 | 262 | FALSE | TRUE |  | 1 | #VALUE! | 99999 | 652 | 0652 | 185 | FALSE | TRUE | [88 empty] | 0
[237 empty] | 0214cw03 | Schüco - Schüco AOC 50 TI.SI (vertical) - SWISSP. V | 0.91 | 0.91 | 0.91 | 0.91 | 0.025 | 0.025 | 0.025 | 0.025 | 0.035 | 0.035 | 0.035 | 0.035 | 0.07 | 0.07 | 0.07 | 0.07 | 0.004 | 0653vl04 | LÜFTA - MAXK I3 5000 DC | 84% | 0% | 0.45 | 1100 | 4200 | 316 | 0 | yes | - | 82.3 | 76.3 | - | [60 empty] | 286 |  | 1 | #VALUE! | 99999 | 99999 | 99999 |  | TRUE | TRUE |  | 1 | #VALUE! | 99999 | 99999 | 99999 |  | TRUE | TRUE | 0738wc03-Hain - PARCO VARIO - SWISSP. Ultimate PU | 0 | 313 | 0645 | 214 | 0214 | 263 | FALSE | TRUE |  | 1 | #VALUE! | 99999 | 653 | 0653 | 186 | FALSE | TRUE | [88 empty] | 0
[237 empty] | 0217cw03 | Schüco - Schüco AOC 60 ST.SI (vertical) - SWISSP. V PU | 0.91 | 0.91 | 0.92 | 0.92 | 0.03 | 0.03 | 0.03 | 0.03 | 0.031 | 0.031 | 0.031 | 0.031 | 0.07 | 0.07 | 0.07 | 0.07 | 0.004 | 0654vl03 | LÜFTA - MAXK I3 6000 DC | 84% | 0% | 0.45 | 1300 | 5200 | 328 | 0 | yes | - | 80.7 | 74.3 | - | [60 empty] | 287 |  | 1 | #VALUE! | 99999 | 99999 | 99999 |  | TRUE | TRUE |  | 1 | #VALUE! | 99999 | 99999 | 99999 |  | TRUE | TRUE | 0022wc03-OPTIWIN - Alu2Holz - SWISSP. V | 0 | 314 | 0646 | 217 | 0217 | 264 | FALSE | TRUE |  | 1 | #VALUE! | 99999 | 654 | 0654 | 187 | FALSE | TRUE | [88 empty] | 0
[237 empty] | 0216cw03 | Schüco - Schüco AOC 60 TI.SI (vertical) - SWISSP. V | 0.9 | 0.9 | 0.88 | 0.88 | 0.03 | 0.03 | 0.03 | 0.03 | 0.033 | 0.033 | 0.033 | 0.033 | 0.07 | 0.07 | 0.07 | 0.07 | 0.004 | 0015vl03 | Lüfta - MAXK-I3 7000 DC | 87% | 0% | 0.43 | 1400 | 6200 | 360 | 32 | yes | - | 57.9 | 60.2 | - | [60 empty] | 288 |  | 1 | #VALUE! | 99999 | 99999 | 99999 |  | TRUE | TRUE |  | 1 | #VALUE! | 99999 | 99999 | 99999 |  | TRUE | TRUE | 0018wc03-OPTIWIN - Zwoa2Holz - SWISSP. V | 0 | 315 | 0647 | 216 | 0216 | 265 | FALSE | TRUE |  | 1 | #VALUE! | 99999 | 15 | 0015 | 188 | FALSE | TRUE | [88 empty] | 0
[237 empty] | 0451cw03 | Schüco - Schüco FW 50+.SI green - SWISSP. Ultimate | 0.81 | 0.81 | 0.81 | 0.81 | 0.025 | 0.025 | 0.025 | 0.025 | 0.034 | 0.034 | 0.034 | 0.034 | 0.07 | 0.07 | 0.07 | 0.07 | 0.015 | 0239vl03 | Lüfta - MAXK-I3 2000 DC (non residential) | 84% | 0% | 0.45 | 600 | 1400 | 243 | 26 | yes | - | 79.2 | 60.3 | - | [60 empty] | 289 |  | 1 | #VALUE! | 99999 | 99999 | 99999 |  | TRUE | TRUE |  | 1 | #VALUE! | 99999 | 99999 | 99999 |  | TRUE | TRUE | 0733wc03-Rockwool - RockFrame - SWISSP. Ultimate | 0 | 316 | 0648 | 451 | 0451 | 266 | FALSE | TRUE |  | 1 | #VALUE! | 99999 | 239 | 0239 | 189 | FALSE | TRUE | [88 empty] | 0
[237 empty] | 0173cw03 | Schüco - Schüco FW 50+.SI Passive House certified (aluminium pressure plate) - SWISSP. V | 0.85 | 0.85 | 0.84 | 0.84 | 0.025 | 0.025 | 0.025 | 0.025 | 0.036 | 0.036 | 0.036 | 0.036 | 0.07 | 0.07 | 0.07 | 0.07 | 0.014 | 0014vl03 | Lüfta - MAXK-I3 2000 DC (residential) | 84% | 0% | 0.45 | 600 | 1600 | 216 | 26 | yes | - | 79.2 | 60.3 | - | [60 empty] | 290 |  | 1 | #VALUE! | 99999 | 99999 | 99999 |  | TRUE | TRUE |  | 1 | #VALUE! | 99999 | 99999 | 99999 |  | TRUE | TRUE | 0019wc03-Sigg - Passivhaus Venster - Thermix | 0 | 317 | 0649 | 173 | 0173 | 267 | FALSE | TRUE |  | 1 | #VALUE! | 99999 | 14 | 0014 | 190 | FALSE | TRUE | [88 empty] | 0
[237 empty] | 0175cw03 | Schüco - Schüco FW 60+.SI Passive House certified (aluminium pressure plate) - SWISSP. V | 0.83 | 0.83 | 0.82 | 0.82 | 0.03 | 0.03 | 0.03 | 0.03 | 0.035 | 0.035 | 0.036 | 0.036 | 0.07 | 0.07 | 0.07 | 0.07 | 0.015 | 0502vl03 | Menerga - Adconair 76 10 01 | 92% | 0% | 0.42 | 3000 | 4500 | 316 | 52 | yes | - | 0 | 0 | - | [60 empty] | 291 |  | 1 | #VALUE! | 99999 | 99999 | 99999 |  | TRUE | TRUE |  | 1 | #VALUE! | 99999 | 99999 | 99999 |  | TRUE | TRUE | 0779wc03-ZAO BiTri - RUKNA-B - SWISSP. Ultimate | 0 | 318 | 0655 | 175 | 0175 | 268 | FALSE | TRUE |  | 1 | #VALUE! | 99999 | 502 | 0502 | 191 | FALSE | TRUE | [88 empty] | 0
[238 empty] | (ic: inclined curtain wall) Inclined curtain wall, certified: | [17 empty] | 0591vl03 | Menerga - Resolair 64 07 01 | 86% | 0% | 0.45 | 3000 | 4500 | 316 | 52 | no | - | 0 | 0 | - | [60 empty] | 292 |  | 1 | #VALUE! | 99999 | 99999 | 99999 |  | TRUE | TRUE |  | 1 | #VALUE! | 99999 | 99999 | 99999 |  | TRUE | TRUE | 0515sd03-OPTIWIN - MOTURA (sliding element) - SuperSp. Tri-Seal PU | 0 | 320 | 0682 | 99999 | 99999 |  | TRUE | TRUE |  | 1 | #VALUE! | 99999 | 591 | 0591 | 192 | FALSE | TRUE | [88 empty] | 0
[237 empty] | 0538ic03 | JET - BA5/6 PH, Glasdach - SWISSP. V | 0.98 | 0.98 | 0.99 | 0.99 | 0.03 | 0.03 | 0.03 | 0.03 | 0.04 | 0.04 | 0.039 | 0.039 | 0.1 | 0.1 | 0.1 | 0.1 | 0.001 | 0540vl03 | PICHLER - LG 6000 System VENTECH | 84% | 0% | 0.45 | 1700 | 3200 | 294 | 15 | yes |  | 73.6 | 57.2 | - | [60 empty] | 293 |  | 1 | #VALUE! | 99999 | 99999 | 99999 |  | TRUE | TRUE |  | 1 | #VALUE! | 99999 | 99999 | 99999 |  | TRUE | TRUE | 0683sd03-Pazen Fenster+Technik - ENERslide (sliding element) - SWISSP. Ultimate PU | 0 | 321 | 0683 | 538 | 0538 | 269 | FALSE | TRUE |  | 1 | #VALUE! | 99999 | 540 | 0540 | 193 | FALSE | TRUE | [88 empty] | 0
[237 empty] | 0159ic03 | LAMILUX - LAMILUX CI-System Glasarchitektur PR60 energysave (inclined) - SuperSp. Tri-Seal PU | 0.79 | 0.79 | 0.79 | 0.79 | 0.03 | 0.03 | 0.03 | 0.03 | 0.034 | 0.034 | 0.034 | 0.034 | 0.1 | 0.1 | 0.1 | 0.1 | 0.01 | 0241vl03 | PICHLER - LG 3200 System VENTECH (non residential) | 84% | 0% | 0.41 | 950 | 1800 | 259 | 36 | yes | - | 80.3 | 59.7 | - | [60 empty] | 294 |  | 1 | #VALUE! | 99999 | 99999 | 99999 |  | TRUE | TRUE |  | 1 | #VALUE! | 99999 | 99999 | 99999 |  | TRUE | TRUE | 0399sd03-pro Passivhausfenster - smartwin sliding (sliding element) - SWISSP. V | 0 | 322 | 0685 | 159 | 0159 | 270 | FALSE | TRUE |  | 1 | #VALUE! | 99999 | 241 | 0241 | 194 | FALSE | TRUE | [88 empty] | 0
[237 empty] | 0210ic03 | RAICO - THERM+ 50 H-I (inclined) - SWISSP. V | 0.89 | 0.89 | 1.02 | 1.02 | 0.025 | 0.025 | 0.025 | 0.025 | 0.04 | 0.04 | 0.04 | 0.04 | 0.1 | 0.1 | 0.1 | 0.1 | 0.004 | 0013vl03 | PICHLER - LG 3200 System VENTECH (residential) | 82% | 0% | 0.41 | 950 | 2200 | 236 | 47 | yes | - | 82.9 | 62.5 | - | [60 empty] | 295 |  | 1 | #VALUE! | 99999 | 99999 | 99999 |  | TRUE | TRUE |  | 1 | #VALUE! | 99999 | 99999 | 99999 |  | TRUE | TRUE | 0620ed03-Brunkhorst - Brunkhorst Passiv 98 Portal | 0 | 324 | 0686 | 210 | 0210 | 271 | FALSE | TRUE |  | 1 | #VALUE! | 99999 | 13 | 0013 | 195 | FALSE | TRUE | [88 empty] | 0
[237 empty] | 0209ic03 | RAICO - THERM+ 50 S-I (inclined) - SWISSP. V | 0.87 | 0.87 | 0.95 | 0.95 | 0.025 | 0.025 | 0.025 | 0.025 | 0.039 | 0.039 | 0.038 | 0.038 | 0.1 | 0.1 | 0.1 | 0.1 | 0.006 | 0240vl03 | PICHLER - LG 1400 System VENTECH (non residential) | 83% | 0% | 0.39 | 350 | 1100 | 228 | 42 | yes | - | 71.5 | 62.3 | - | [60 empty] | 296 |  | 1 | #VALUE! | 99999 | 99999 | 99999 |  | TRUE | TRUE |  | 1 | #VALUE! | 99999 | 99999 | 99999 |  | TRUE | TRUE | 0621ed03-Brunkhorst - Brunkhorst Passiv 98 Portal with glazing | 0 | 325 | 0688 | 209 | 0209 | 272 | FALSE | TRUE |  | 1 | #VALUE! | 99999 | 240 | 0240 | 196 | FALSE | TRUE | [88 empty] | 0
[237 empty] | 0208ic03 | RAICO - THERM+ 50 A-I (inclined) - SWISSP. V | 0.92 | 0.92 | 1.02 | 1.02 | 0.025 | 0.025 | 0.025 | 0.025 | 0.041 | 0.041 | 0.04 | 0.04 | 0.1 | 0.1 | 0.1 | 0.1 | 0.005 | 0012vl03 | PICHLER - LG 1400 System VENTECH (residential) | 82% | 0% | 0.38 | 350 | 1200 | 198 | 49 | yes | - | 70.9 | 60.4 | - | [60 empty] | 297 |  | 1 | #VALUE! | 99999 | 99999 | 99999 |  | TRUE | TRUE |  | 1 | #VALUE! | 99999 | 99999 | 99999 |  | TRUE | TRUE | 0622ed03-Brunkhorst - Brunkhorst Passiv 98 | 0 | 326 | 0689 | 208 | 0208 | 273 | FALSE | TRUE |  | 1 | #VALUE! | 99999 | 12 | 0012 | 197 | FALSE | TRUE | [88 empty] | 0
[237 empty] | 0218ic03 | Schüco - Schüco AOC 50 TI.SI (inclined) - SWISSP. V | 0.98 | 0.98 | 0.98 | 0.98 | 0.025 | 0.025 | 0.025 | 0.025 | 0.035 | 0.035 | 0.035 | 0.035 | 0.1 | 0.1 | 0.1 | 0.1 | 0.004 | 0242vl03 | PICHLER - LG 4000 System VENTECH | 84% | 0% | 0.38 | 1400 | 2400 | 240 | 31 | yes | - | 75 | 64.1 | - | [60 empty] | 298 |  | 1 | #VALUE! | 99999 | 99999 | 99999 |  | TRUE | TRUE |  | 1 | #VALUE! | 99999 | 99999 | 99999 |  | TRUE | TRUE | 0525ed03-Haustüren-Ring - Öko-Passiv Haustürenrohling 98 mm | 0 | 327 | 0690 | 218 | 0218 | 274 | FALSE | TRUE |  | 1 | #VALUE! | 99999 | 242 | 0242 | 198 | FALSE | TRUE | [88 empty] | 0
[237 empty] | 0219ic03 | Schüco - Schüco AOC 50 ST.SI (inclined) - SWISSP. V | 1.05 | 1.05 | 1.05 | 1.05 | 0.025 | 0.025 | 0.025 | 0.025 | 0.034 | 0.034 | 0.034 | 0.034 | 0.1 | 0.1 | 0.1 | 0.1 | 0.004 | 0740vl03 | PICHLER - LG 1000 (non-residential building) | 82% | 0% | 0.4 | 450 | 1200 | 233 | 38 | yes | - | 76.4 | 63.2 | - | [60 empty] | 299 |  | 1 | #VALUE! | 99999 | 99999 | 99999 |  | TRUE | TRUE |  | 1 | #VALUE! | 99999 | 99999 | 99999 |  | TRUE | TRUE | 0129ed03-Holitsch - TARREDO PASSIVA-F | 0 | 328 | 0696 | 219 | 0219 | 275 | FALSE | TRUE |  | 1 | #VALUE! | 99999 | 740 | 0740 | 199 | FALSE | TRUE | [88 empty] | 0
[238 empty] | (rw: roof window) Roof window, certified: | [17 empty] | 0740vl03 | PICHLER - LG 1000 (residential building) | 81% | 0% | 0.33 | 450 | 1000 | 187 | 29 | yes | - | 72.1 | 62 | - | [60 empty] | 300 |  | 1 | #VALUE! | 99999 | 99999 | 99999 |  | TRUE | TRUE |  | 1 | #VALUE! | 99999 | 99999 | 99999 |  | TRUE | TRUE | 0178ed03-Holitsch - TARREDO PASSIVA-F with glazing | 0 | 329 | 0697 | 99999 | 99999 |  | TRUE | TRUE |  | 1 | #VALUE! | 99999 | 740 | 0740 | 200 | FALSE | TRUE | [88 empty] | 0
[237 empty] | 0473rw03 | Fakro - FTT U8 Thermo 2012 - with TGI | 1.11 | 1.11 | 1.1 | 1.08 | 0.092 | 0.092 | 0.112 | 0.095 | 0.037 | 0.037 | 0.034 | 0.034 | 0.1 | 0.1 | 0.1 | 0.1 |  | 0803vl03 | PICHLER - LG 750 (residential building) | 82% | 0% | 0.34 | 400 | 600 | 155 | 17 | yes | - | 66.2 | 59.3 | - | [60 empty] | 301 | [18 empty] | 0199ed03-IG-Sicherheit - IGS-Calor P | 0 | 330 | 0698 | 473 | 0473 | 276 | FALSE | TRUE | [97 empty] | 0
[237 empty] | 0592rw02 | VELUX - GGU -K-- 008230 - TGI | 0.73 | 0.74 | 0.71 | 0.61 | 0.106 | 0.106 | 0.123 | 0.116 | 0.025 | 0.025 | 0.019 | 0.025 | 0.1 | 0.1 | 0.1 | 0.1 |  | 0803vl03 | PICHLER - LG 750 (non-residential building) | 82% | 0% | 0.31 | 450 | 750 | 204 | 21 | yes | - | 70.2 | 60.5 | - | [60 empty] | 302 | [18 empty] | 0201ed03-IG-Sicherheit - IGS-Calor P – with glazing | 0 | 331 | 0699 | 592 | 0592 | 277 | FALSE | TRUE | [97 empty] | 0
[238 empty] | (sl: sky light) Sky light, certified: | [17 empty] | 0804vl03 | PICHLER - LG 2500 (residential building) | #REF! | 0% | 0.37 | 1000 | 2000 | 230 | 21 | yes | - | 76 | 58.8 | - | [60 empty] | 303 | [18 empty] | 0507ed03-Jeld-Wen - Type 12 Extern PHI und Type 12 Extern FLB PHI | 0 | 332 | 0700 | 99999 | 99999 |  | TRUE | TRUE | [97 empty] | 0
[237 empty] | 0203sl03 | Glas Trösch - Composite Glazing - Festverglasung - SuperSp. Tri-Seal | 0.35 | 0.35 | 0.35 | 0.35 | 0.134 | 0.134 | 0.134 | 0.134 | 0.034 | 0.034 | 0.034 | 0.034 | 0.1 | 0.1 | 0.1 | 0.1 |  | 0804vl03 | PICHLER - LG 2500 (non-residential building) | #REF! | 0% | 0.42 | 1100 | 2160 | 271 | 23 | yes | - | 77.9 | 60.7 | - | [60 empty] | 304 | [18 empty] | 0140ed03-Kegro - KegaPro+ | 0 | 333 | 0701 | 203 | 0203 | 278 | FALSE | TRUE | [97 empty] | 0
[237 empty] | 0394sl03 | Börner - Nauheimer rooflight - without spacer | 0.29 | 0.29 | 0.29 | 0.29 | 0.201 | 0.201 | 0.201 | 0.201 | 0.034 | 0.034 | 0.034 | 0.034 | 0.1 | 0.1 | 0.1 | 0.1 |  | 0805vl03 | PICHLER - LG 4000 (residential building) | 81% | 0% | 0.35 | 1600 | 2600 | 246 | 18 | yes | - | 75.6 | 60.8 | - | [60 empty] | 305 | [18 empty] | 0455ed03-KOWA - Edition Thermo 100 | 0 | 334 | 0709 | 394 | 0394 | 279 | FALSE | TRUE | [97 empty] | 0
[237 empty] | 0453sl02 | LAMILUX - LAMILUX CI-System Glaselement Feenergysave+ - SuperSp. Tri-Seal | 0.53 | 0.53 | 0.53 | 0.53 | 0.116 | 0.116 | 0.116 | 0.116 | 0.031 | 0.031 | 0.031 | 0.031 | 0.1 | 0.1 | 0.1 | 0.1 |  | 0805vl03 | PICHLER - LG 4000 (non-residential building) | 82% | 0% | 0.42 | 1600 | 3300 | 298 | 24 | yes | - | 80.1 | 64.1 | - | [60 empty] | 306 | [18 empty] | 0534ed03-KPA Katzbeck - LUMA PASSIVA | 0 | 335 | 0718 | 453 | 0453 | 280 | FALSE | TRUE | [97 empty] | 0
[237 empty] | 0454sl03 | LAMILUX - LAMILUX CI-System Glaselement Feenergysave+ - SuperSp. Tri-Seal | 0.52 | 0.52 | 0.52 | 0.52 | 0.116 | 0.116 | 0.116 | 0.116 | 0.032 | 0.032 | 0.032 | 0.032 | 0.1 | 0.1 | 0.1 | 0.1 |  | 0806vl03 | PICHLER - LG 6000 (non-residential building) | 81% | 0% | 0.43 | 2000 | 5500 | 328 | 9 | yes | - | 80 | 69.3 | - | [60 empty] | 307 | [18 empty] | 0614ed03-Moralt - Moralt OutDoor FERRO Passiv with glazing | 0 | 336 | 0719 | 454 | 0454 | 281 | FALSE | TRUE | [97 empty] | 0
[237 empty] | 0202sl03 | LAMILUX - LAMILUX CI-System Glaselement Feenergysave - SuperSp. Tri-Seal | 0.61 | 0.61 | 0.61 | 0.61 | 0.116 | 0.116 | 0.116 | 0.116 | 0.029 | 0.029 | 0.029 | 0.029 | 0.1 | 0.1 | 0.1 | 0.1 |  | 0558vl03 | Swegon - GOLD RX 04 | 85% | 0% | 0.45 | 540 | 1000 | 222 | 53.3 | no | - | 0 | 0 | - | [60 empty] | 308 | [18 empty] | 0233ed03-Moralt - Moralt OutDoor FERRO Passiv Klima with glazing | 0 | 337 | 0720 | 202 | 0202 | 282 | FALSE | TRUE | [97 empty] | 0
[238 empty] | (wc: window connection) Window connection, certified: | [17 empty] | 0559vl03 | Swegon - GOLD RX 05 | 85% | 0% | 0.45 | 540 | 1000 | 222 | 53.3 | no | - | 0 | 0 | - | [60 empty] | 309 | [18 empty] | 0613ed03-Moralt - Moralt OutDoor FERRO Passiv (inkl. -Passiv Klima / -Passiv KlimaSoft / -FireSafe Passiv / -Akustik Passiv) | 0 | 338 | 0721 | 99999 | 99999 |  | TRUE | TRUE | [97 empty] | 0
[237 empty] | 0718wi03 | ACO Hochbau - ACO Therm® 3.0 PHT - Swisspacer Ultimate | 0.9 | 0.9 | 0.9 | 0.9 | 0.125 | 0.125 | 0.125 | 0.125 | 0.028 | 0.028 | 0.028 | 0.028 | 0.04 | 0.04 | 0.04 | 0.04 |  | 0560vl03 | Swegon - GOLD RX 07 | 86% | 0% | 0.45 | 540 | 1820 | 265 | 50.7 | no | - | 0 | 0 | - | [60 empty] | 310 | [18 empty] | 0615ed03-Moralt - Moralt OutDoor FERRO Passiv KlimaSoft with glazing | 0 | 339 | 0723 | 718 | 0718 | 283 | FALSE | TRUE | [97 empty] | 0
[237 empty] | 0624wc03 | FOPPE - EMS+SI - SWISSP. V | 0.77 | 0.77 | 0.83 | 0.77 | 0.129 | 0.129 | 0.145 | 0.129 | 0.028 | 0.028 | 0.028 | 0.028 | 0.04 | 0.04 | 0.04 | 0.04 |  | 0561vl03 | Swegon - GOLD RX 08 | 84% | 0% | 0.45 | 1080 | 1780 | 259 | 49.4 | no | - | 0 | 0 | - | [60 empty] | 311 | [18 empty] | 0798ed03-New Rock, s.r.o. - Varmaj | 0 | 340 | 0724 | 624 | 0624 | 284 | FALSE | TRUE | [97 empty] | 0
[237 empty] | 0789wc03 | Hain - PARCO THERMOZARGE - SWISSP. Ultimate PU | 0.87 | 0.87 | 0.87 | 0.87 | 0.129 | 0.129 | 0.129 | 0.129 | 0.022 | 0.022 | 0.022 | 0.022 | 0.04 | 0.04 | 0.04 | 0.04 |  | 0562vl03 | Swegon - GOLD RX 11 | 85% | 0% | 0.45 | 1080 | 2465 | 281 | 67.6 | no | - | 0 | 0 | - | [60 empty] | 312 | [18 empty] | 0799ed03-New Rock, s.r.o. - Varmaj with glazing | 0 | 341 | 0725 | 789 | 0789 | 285 | FALSE | TRUE | [97 empty] | 0
[237 empty] | 0738wc03 | Hain - PARCO VARIO - SWISSP. Ultimate PU | 0.92 | 0.92 | 0.92 | 0.92 | 0.119 | 0.119 | 0.119 | 0.119 | 0.023 | 0.023 | 0.023 | 0.023 | 0.04 | 0.04 | 0.04 | 0.04 |  | 0563vl03 | Swegon - GOLD RX 12 | 84% | 0% | 0.45 | 1800 | 2600 | 281 | 71.5 | no | - | 0 | 0 | - | [60 empty] | 313 | [18 empty] | 0778ed03-Optiwin - ENTRADA | 0 | 342 | 0726 | 738 | 0738 | 286 | FALSE | TRUE | [97 empty] | 0
[237 empty] | 0022wc03 | OPTIWIN - Alu2Holz - SWISSP. V | 0.93 | 0.93 | 1.03 | 0.93 | 0.119 | 0.119 | 0.114 | 0.119 | 0.028 | 0.028 | 0.028 | 0.028 | 0.04 | 0.04 | 0.04 | 0.04 |  | 0564vl03 | Swegon - GOLD RX 14 | 84% | 0% | 0.45 | 1800 | 4285 | 316 | 59.8 | no | - | 0 | 0 | - | [60 empty] | 314 | [18 empty] | 0634ed03-pro Passivhausfenster - smartwin entrance | 0 | 343 | 0728 | 22 | 0022 | 287 | FALSE | TRUE | [97 empty] | 0
[237 empty] | 0018wc03 | OPTIWIN - Zwoa2Holz - SWISSP. V | 0.95 | 0.95 | 1.05 | 0.95 | 0.122 | 0.122 | 0.115 | 0.122 | 0.028 | 0.028 | 0.028 | 0.028 | 0.04 | 0.04 | 0.04 | 0.04 |  | 0565vl03 | Swegon - GOLD RX 20 | 84% | 0% | 0.44 | 2520 | 4000 | 308 | 55.9 | no | - | 0 | 0 | - | [60 empty] | 315 | [18 empty] | 0690ed03-pro Passivhausfenster - smartwin entrance with glazing | 0 | 344 | 0731 | 18 | 0018 | 288 | FALSE | TRUE | [97 empty] | 0
[237 empty] | 0733wc03 | Rockwool - RockFrame - SWISSP. Ultimate | 0.95 | 0.95 | 0.95 | 0.95 | 0.135 | 0.135 | 0.135 | 0.135 | 0.025 | 0.025 | 0.025 | 0.025 | 0.04 | 0.04 | 0.04 | 0.04 |  | 0566vl03 | Swegon - GOLD RX 25 | 84% | 0% | 0.45 | 2520 | 5500 | 328 | 65 | no | - | 0 | 0 | - | [60 empty] | 316 | [18 empty] | 0132ed03-profine - TROCAL® 88+ Passive House door with 70mm Haustürflügel | 0 | 345 | 0733 | 733 | 0733 | 289 | FALSE | TRUE | [97 empty] | 0
[237 empty] | 0019wc03 | Sigg - Passivhaus Venster - Thermix | 0.91 | 0.91 | 0.98 | 0.91 | 0.1 | 0.1 | 0.117 | 0.1 | 0.035 | 0.035 | 0.036 | 0.035 | 0.04 | 0.04 | 0.04 | 0.04 |  | 0567vl03 | Swegon - GOLD RX 30 | 84% | 0% | 0.44 | 3600 | 4000 | 308 | 44.2 | no | - | 0 | 0 | - | [60 empty] | 317 | [18 empty] | 0179ed03-profine - TROCAL® 88+ Passive House door with 88mm Haustürflügel | 0 | 346 | 0734 | 19 | 0019 | 290 | FALSE | TRUE | [97 empty] | 0
[237 empty] | 0779wc03 | ZAO BiTri - RUKNA-B - SWISSP. Ultimate | 0.84 | 0.84 | 0.9 | 0.84 | 0.15 | 0.15 | 0.129 | 0.15 | 0.023 | 0.023 | 0.023 | 0.023 | 0.04 | 0.04 | 0.04 | 0.04 |  | 0568vl03 | Swegon - GOLD RX 35 | 85% | 0% | 0.45 | 3600 | 7500 | 347 | 49.4 | no | - | 0 | 0 | - | [60 empty] | 318 | [18 empty] | 0204ed03-profine - Kömmerling 88plus® Passive House door | 0 | 347 | 0735 | 779 | 0779 | 291 | FALSE | TRUE | [97 empty] | 0
[238 empty] | (sd: sliding door) Sliding door, certified: | [17 empty] | 0569vl03 | Swegon - GOLD RX 50 | 85% | 0% | 0.45 | 5400 | 9000 | 359 | 46.8 | no | - | 0 | 0 | - | [60 empty] | 319 | [18 empty] | 0180ed03-Rehau - Entrance door GENEO PHZ, with Güwa filling on one wing side | 0 | 348 | 0737 | 99999 | 99999 |  | TRUE | TRUE | [97 empty] | 0
[237 empty] | 0515sd03 | OPTIWIN - MOTURA (sliding element) - SuperSp. Tri-Seal PU | 0.7 | 1.26 | 1.11 | 0.92 | 0.098 | 0.1 | 0.126 | 0.087 | 0.025 | 0.025 | 0.023 | 0.024 | 0.04 | 0.04 | 0.04 | 0.04 |  | 0494vl03 | Wernig - Comfort Vent CA 3300 ECO | 85% | 0% | 0.41 | 1100 | 2200 | 236 | 37 | yes | - | 85.2 | 64.9 | - | [60 empty] | 320 | [18 empty] | 0181ed03-Rehau - Entrance door GENEO PHZ, with Güwa filling on one wing side with glazing | 0 | 349 | 0738 | 515 | 0515 | 292 | FALSE | TRUE | [97 empty] | 0
[237 empty] | 0683sd03 | Pazen Fenster+Technik - ENERslide (sliding element) - SWISSP. Ultimate PU | 0.69 | 1.02 | 0.87 | 0.87 | 0.149 | 0.114 | 0.119 | 0.136 | 0.023 | 0.023 | 0.023 | 0.024 | 0.04 | 0.04 | 0.04 | 0.04 |  | 0656vl03 | Wolf - CKL-iH-3000; CKL-iV-3000 | 84% | 0% | 0.43 | 1010 | 2480 | 281 | 0 | yes | - | 79.2 | 56.8 | - | [60 empty] | 321 | [18 empty] | 0182ed03-Rehau - Entrance door GENEO PHZ, with Güwa filling on one wing side - variant without steel profile in door wing and fire door box | 0 | 350 | 0741 | 683 | 0683 | 293 | FALSE | TRUE | [97 empty] | 0
[237 empty] | 0399sd03 | pro Passivhausfenster - smartwin sliding (sliding element) - SWISSP. V | 0.81 | 1.43 | 1.08 | 0.84 | 0.085 | 0.11 | 0.117 | 0.092 | 0.025 | 0.027 | 0.025 | 0.025 | 0.04 | 0.04 | 0.04 | 0.04 |  | 0469vl03 | Zehnder - ComfoAir XL 2200 | 80% | 0% | 0.37 | 750 | 1500 | 212 | 47 | yes | - | 85.2 | 64.9 | - | [60 empty] | 322 | [18 empty] | 0183ed03-Rehau - Entrance door GENEO PHZ, with Güwa filling on one wing side with glazing - variant without steel profile in door wing and fire door box | 0 | 351 | 0744 | 399 | 0399 | 294 | FALSE | TRUE | [97 empty] | 0
[238 empty] | (ed: entrance door) Entrance door, certified: | [17 empty] | 0470vl03 | Zehnder - ComfoAir XL 6000 | 85% | 0% | 0.42 | 2000 | 4000 | 308 | 93 | yes | - | 82.5 | 73.2 | - | [60 empty] | 323 | [18 empty] | 0184ed03-Rehau - Entrance door GENEO PHZ, with Güwa filling coating on two wing sides | 0 | 352 | 0749 | 99999 | 99999 |  | TRUE | TRUE | [97 empty] | 0
[237 empty] | 0620ed03 | Brunkhorst - Brunkhorst Passiv 98 Portal | 0.92 | 0.92 | 1.26 | 0.92 | 0.201 | 0.119 | 0.129 | 0.119 | 0.001 | 0.001 | 0.001 | 0.001 | 0.04 | 0.04 | 0.04 | 0.04 |  | 0468vl03 | Zehnder - ComfoAir XL4400 | 84% | 0% | 0.42 | 1500 | 3200 | 294 | 51 | yes | - | 84.3 | 72.1 | - | [60 empty] | 324 | [18 empty] | 0185ed03-Rehau - Entrance door GENEO PHZ, with Güwa filling coating on two wing sides with glazing | 0 | 353 | 0750 | 620 | 0620 | 295 | FALSE | TRUE | [97 empty] | 0
[237 empty] | 0621ed03 | Brunkhorst - Brunkhorst Passiv 98 Portal with glazing | 0.92 | 0.92 | 1.26 | 0.92 | 0.201 | 0.119 | 0.129 | 0.119 | 0.001 | 0.001 | 0.001 | 0.001 | 0.04 | 0.04 | 0.04 | 0.04 |  | 0459vl03 | Zehnder - ComfoAir XL 800 | 80% | 0% | 0.45 | 300 | 535 | 155 | 10 | yes | - | 70.9 | 51.5 | - | [60 empty] | 325 | [18 empty] | 0186ed03-Rehau - Entrance door GENEO PHZ, with Güwa filling coating on two wing sides - variant without steel profile in door wing and fire door box | 0 | 354 | 0763 | 621 | 0621 | 296 | FALSE | TRUE | [97 empty] | 0
[237 empty] | 0622ed03 | Brunkhorst - Brunkhorst Passiv 98 | 0.73 | 0.73 | 1 | 0.73 | 0.187 | 0.187 | 0.145 | 0.187 | 0.034 | 0.034 | 0.034 | 0.034 | 0.04 | 0.04 | 0.04 | 0.04 |  | 0458vl03 | Zehnder - ComfoAir XL1500 | 80% | 0% | 0.41 | 500 | 1000 | 187 | 12 | yes | - | 75.1 | 58.8 | - | [60 empty] | 326 | [18 empty] | 0187ed03-Rehau - Entrance door GENEO PHZ, with Güwa filling coating on two wing sides with glazing - variant without steel profile in door wing and fire door box | 0 | 355 | 0768 | 622 | 0622 | 297 | FALSE | TRUE | [97 empty] | 0
[237 empty] | 0525ed03 | Haustüren-Ring - Öko-Passiv Haustürenrohling 98 mm | 1.09 | 1.36 | 1.76 | 1.36 | 0.189 | 0.139 | 0.097 | 0.139 | 0.007 | 0.006 | 0.006 | 0.008 | 0.04 | 0.04 | 0.04 | 0.04 |  | 0457vl03 | Zehnder - ComfoAir XL3300 | 85% | 0% | 0.41 | 1100 | 2200 | 236 | 37 | yes | - | 85.2 | 64.9 | - | [60 empty] | 327 | [18 empty] | 0189ed03-Rehau - Entrance door GENEO PHZ, with Rodenberg filling on one wing side | 0 | 356 | 0769 | 525 | 0525 | 298 | FALSE | TRUE | [97 empty] | 0
[237 empty] | 0129ed03 | Holitsch - TARREDO PASSIVA-F | 1.05 | 1.05 | 1.7 | 1.05 | 0.086 | 0.086 | 0.058 | 0.086 | 0.007 | 0.007 | 0.007 | 0.007 | 0.04 | 0.04 | 0.04 | 0.04 | [75 empty] | 328 | [18 empty] | 0190ed03-Rehau - Entrance door GENEO PHZ, with Rodenberg filling on one wing side with glazing | 0 | 357 | 0771 | 129 | 0129 | 299 | FALSE | TRUE | [97 empty] | 0
[237 empty] | 0178ed03 | Holitsch - TARREDO PASSIVA-F with glazing | 1.05 | 1.05 | 1.7 | 1.05 | 0.086 | 0.086 | 0.058 | 0.086 | 0.007 | 0.007 | 0.007 | 0.007 | 0.04 | 0.04 | 0.04 | 0.04 | [75 empty] | 329 | [18 empty] | 0191ed03-Rehau - Entrance door GENEO PHZ, with Rodenberg filling on one wing side - variant without steel profile in door wing and fire door box | 0 | 358 | 0772 | 178 | 0178 | 300 | FALSE | TRUE | [97 empty] | 0
[237 empty] | 0199ed03 | IG-Sicherheit - IGS-Calor P | 1 | 1.01 | 1.33 | 1 | 0.154 | 0.154 | 0.159 | 0.154 | 0 | 0 | 0 | 0 | 0.04 | 0.04 | 0.04 | 0.04 | [75 empty] | 330 | [18 empty] | 0192ed03-Rehau - Entrance door GENEO PHZ, with Rodenberg filling on one wing side with glazing - variant without steel profile in door wing and fire door box | 0 | 359 | 0773 | 199 | 0199 | 301 | FALSE | TRUE | [97 empty] | 0
[237 empty] | 0201ed03 | IG-Sicherheit - IGS-Calor P – with glazing | 1 | 1.01 | 1.33 | 1 | 0.154 | 0.154 | 0.159 | 0.154 | 0 | 0 | 0 | 0 | 0.04 | 0.04 | 0.04 | 0.04 | [75 empty] | 331 | [18 empty] | 0193ed03-Rehau - Entrance door GENEO PHZ, with Rodenberg filling coating on two wing sides | 0 | 360 | 0774 | 201 | 0201 | 302 | FALSE | TRUE | [97 empty] | 0
[237 empty] | 0507ed03 | Jeld-Wen - Type 12 Extern PHI und Type 12 Extern FLB PHI | 1.15 | 1.14 | 1.37 | 1.14 | 0.188 | 0.188 | 0.135 | 0.188 | 0 | 0 | 0 | 0 | 0.04 | 0.04 | 0.04 | 0.04 | [75 empty] | 332 | [18 empty] | 0194ed03-Rehau - Entrance door GENEO PHZ, with Rodenberg filling coating on two wing sides with glazing | 0 | 361 | 0775 | 507 | 0507 | 303 | FALSE | TRUE | [97 empty] | 0
[237 empty] | 0140ed03 | Kegro - KegaPro+ | 1.2 | 1.16 | 1.34 | 1.16 | 0.134 | 0.134 | 0.179 | 0.136 | 0 | 0 | 0 | 0 | 0.04 | 0.04 | 0.04 | 0.04 | [75 empty] | 333 | [18 empty] | 0195ed03-Rehau - Entrance door GENEO PHZ, with Rodenberg filling coating on two wing sides - variant without steel profile in door wing and fire door box | 0 | 362 | 0777 | 140 | 0140 | 304 | FALSE | TRUE | [97 empty] | 0
[237 empty] | 0455ed03 | KOWA - Edition Thermo 100 | 1.11 | 1.21 | 1.39 | 1.21 | 0.185 | 0.13 | 0.11 | 0.13 | 0.005 | 0.004 | 0.006 | 0.004 | 0.04 | 0.04 | 0.04 | 0.04 | [75 empty] | 334 | [18 empty] | 0196ed03-Rehau - Entrance door GENEO PHZ, with Rodenberg filling coating on two wing sides with glazing - variant without steel profile in door wing and fire door box | 0 | 363 | 0778 | 455 | 0455 | 305 | FALSE | TRUE | [97 empty] | 0
[237 empty] | 0534ed03 | KPA Katzbeck - LUMA PASSIVA | 1.13 | 1.41 | 1.8 | 1.41 | 0.187 | 0.129 | 0.099 | 0.129 | 0.006 | 0.006 | 0.006 | 0.006 | 0.04 | 0.04 | 0.04 | 0.04 | [75 empty] | 335 | [18 empty] | 0207ed03-Reynaers - CS104 door with insulating panel | 0 | 364 | 0779 | 534 | 0534 | 306 | FALSE | TRUE | [97 empty] | 0
[237 empty] | 0614ed03 | Moralt - Moralt OutDoor FERRO Passiv with glazing | 0.86 | 1.1 | 1.7 | 1.1 | 0.199 | 0.114 | 0.08 | 0.114 | 0 | 0.002 | 0.002 | 0.002 | 0.04 | 0.04 | 0.04 | 0.04 | [75 empty] | 336 | [18 empty] | 0139ed03-Rubner - Rubner Passive House door | 0 | 365 | 0781 | 614 | 0614 | 307 | FALSE | TRUE | [97 empty] | 0
[237 empty] | 0233ed03 | Moralt - Moralt OutDoor FERRO Passiv Klima with glazing | 1.11 | 1.08 | 1.9 | 1.08 | 0.099 | 0.099 | 0.053 | 0.099 | 0.003 | 0.003 | 0.003 | 0.003 | 0.04 | 0.04 | 0.04 | 0.04 | [75 empty] | 337 | [18 empty] | 0197ed03-Sturm - Clima Top Plus | 0 | 366 | 0784 | 233 | 0233 | 308 | FALSE | TRUE | [97 empty] | 0
[237 empty] | 0613ed03 | Moralt - Moralt OutDoor FERRO Passiv (inkl. -Passiv Klima / -Passiv KlimaSoft / -FireSafe Passiv / -Akustik Passiv) | 1.07 | 1.39 | 1.98 | 1.39 | 0.199 | 0.114 | 0.08 | 0.114 | 0.003 | 0.003 | 0.003 | 0.003 | 0.04 | 0.04 | 0.04 | 0.04 | [75 empty] | 338 | [18 empty] | 0200ed03-Sturm - Clima Top Plus with glazing | 0 | 367 | 0786 | 613 | 0613 | 309 | FALSE | TRUE | [97 empty] | 0
[237 empty] | 0615ed03 | Moralt - Moralt OutDoor FERRO Passiv KlimaSoft with glazing | 0.88 | 1.1 | 1.1 | 1.7 | 0.199 | 0.114 | 0.08 | 0.114 | 0.001 | 0.001 | 0.001 | 0.001 | 0.04 | 0.04 | 0.04 | 0.04 | [75 empty] | 339 | [18 empty] | 0601ed03-TOPIC - Topic Passive House door | 0 | 368 | 0789 | 615 | 0615 | 310 | FALSE | TRUE | [97 empty] | 0
[237 empty] | 0798ed03 | New Rock, s.r.o. - Varmaj | 0.44 | 0.44 | 0.98 | 0.44 | 0.13 | 0.13 | 0.061 | 0.13 | 0 | 0.001 | 0 | 0.001 | 0.04 | 0.04 | 0.04 | 0.04 | [75 empty] | 340 | [18 empty] | 0610ed03-TOPIC - Topic Passive House door with glazing | 0 | 369 | 0798 | 798 | 0798 | 311 | FALSE | TRUE | [97 empty] | 0
[237 empty] | 0799ed03 | New Rock, s.r.o. - Varmaj with glazing | 0.44 | 0.44 | 0.98 | 0.44 | 0.13 | 0.13 | 0.061 | 0.13 | 0 | 0.001 | 0 | 0.001 | 0.04 | 0.04 | 0.04 | 0.04 | [75 empty] | 341 | [18 empty] | 0542ed03-Urban Front - E98Passiv | 0 | 370 | 0799 | 799 | 0799 | 312 | FALSE | TRUE | [97 empty] | 0
[237 empty] | 0778ed03 | Optiwin - ENTRADA | 0.76 | 0.76 | 1.02 | 0.74 | 0.189 | 0.189 | 0.17 | 0.189 | 0.022 | 0.022 | 0.022 | 0.022 | 0.04 | 0.04 | 0.04 | 0.04 | [75 empty] | 342 | [18 empty] | 0138ed03-VARIOTEC - Thermosafe 100 | 0 | 371 | 0808 | 778 | 0778 | 313 | FALSE | TRUE | [97 empty] | 0
[237 empty] | 0634ed03 | pro Passivhausfenster - smartwin entrance | 0.71 | 0.71 | 1.36 | 0.71 | 0.11 | 0.086 | 0.052 | 0.086 | 0.005 | 0.005 | 0.005 | 0.005 | 0.04 | 0.04 | 0.04 | 0.04 | [75 empty] | 343 | [18 empty] | 0526ed03-WindowStar s.r.o. - Passion | 0 | 372 | 0809 | 634 | 0634 | 314 | FALSE | TRUE | [97 empty] | 0
[237 empty] | 0690ed03 | pro Passivhausfenster - smartwin entrance with glazing | 0.71 | 0.71 | 1.36 | 0.71 | 0.11 | 0.086 | 0.052 | 0.086 | 0.005 | 0.005 | 0.005 | 0.005 | 0.04 | 0.04 | 0.04 | 0.04 | [75 empty] | 344 | [18 empty] | 0817as03-WELLHOEFER - Passive House Attic Stairs | 0 | 374 | 0817 | 690 | 0690 | 315 | FALSE | TRUE | [97 empty] | 0
[237 empty] | 0132ed03 | profine - TROCAL® 88+ Passive House door with 70mm Haustürflügel | 1.07 | 1.04 | 1.54 | 1.04 | 0.186 | 0.186 | 0.138 | 0.186 | 0.002 | 0.002 | 0.002 | 0.002 | 0.04 | 0.04 | 0.04 | 0.04 | [75 empty] | 345 | [19 empty] | 1 | #VALUE! | 99999 | 132 | 0132 | 316 | FALSE | TRUE | [97 empty] | 0
[237 empty] | 0179ed03 | profine - TROCAL® 88+ Passive House door with 88mm Haustürflügel | 1.05 | 1.03 | 1.54 | 1.03 | 0.186 | 0.186 | 0.138 | 0.186 | 0.005 | 0.005 | 0.005 | 0.009 | 0.04 | 0.04 | 0.04 | 0.04 | [75 empty] | 346 | [19 empty] | 1 | #VALUE! | 99999 | 179 | 0179 | 317 | FALSE | TRUE | [97 empty] | 0
[237 empty] | 0204ed03 | profine - Kömmerling 88plus® Passive House door | 1.14 | 1.14 | 1.62 | 1.14 | 0.175 | 0.175 | 0.132 | 0.175 | 0.007 | 0.007 | 0.007 | 0.007 | 0.04 | 0.04 | 0.04 | 0.04 | [75 empty] | 347 | [19 empty] | 1 | #VALUE! | 99999 | 204 | 0204 | 318 | FALSE | TRUE | [97 empty] | 0
[237 empty] | 0180ed03 | Rehau - Entrance door GENEO PHZ, with Güwa filling on one wing side | 1.14 | 1.14 | 1.37 | 1.14 | 0.169 | 0.169 | 0.127 | 0.169 | 0 | 0 | 0 | 0 | 0.04 | 0.04 | 0.04 | 0.04 | [75 empty] | 348 | [19 empty] | 1 | #VALUE! | 99999 | 180 | 0180 | 319 | FALSE | TRUE | [97 empty] | 0
[237 empty] | 0181ed03 | Rehau - Entrance door GENEO PHZ, with Güwa filling on one wing side with glazing | 1.14 | 1.14 | 1.37 | 1.14 | 0.169 | 0.169 | 0.127 | 0.169 | 0 | 0 | 0 | 0 | 0.04 | 0.04 | 0.04 | 0.04 | [75 empty] | 349 | [19 empty] | 1 | #VALUE! | 99999 | 181 | 0181 | 320 | FALSE | TRUE | [97 empty] | 0
[237 empty] | 0182ed03 | Rehau - Entrance door GENEO PHZ, with Güwa filling on one wing side - variant without steel profile in door wing and fire door box | 0.93 | 0.93 | 1.18 | 0.93 | 0.169 | 0.169 | 0.127 | 0.169 | 0.001 | 0.001 | 0.001 | 0.001 | 0.04 | 0.04 | 0.04 | 0.04 | [75 empty] | 350 | [19 empty] | 1 | #VALUE! | 99999 | 182 | 0182 | 321 | FALSE | TRUE | [97 empty] | 0
[237 empty] | 0183ed03 | Rehau - Entrance door GENEO PHZ, with Güwa filling on one wing side with glazing - variant without steel profile in door wing and fire door box | 0.93 | 0.93 | 1.18 | 0.93 | 0.169 | 0.169 | 0.127 | 0.169 | 0.001 | 0.001 | 0.001 | 0.001 | 0.04 | 0.04 | 0.04 | 0.04 | [75 empty] | 351 | [19 empty] | 1 | #VALUE! | 99999 | 183 | 0183 | 322 | FALSE | TRUE | [97 empty] | 0
[237 empty] | 0184ed03 | Rehau - Entrance door GENEO PHZ, with Güwa filling coating on two wing sides | 0.98 | 0.98 | 1.23 | 0.98 | 0.169 | 0.169 | 0.127 | 0.169 | 0.003 | 0.003 | 0.003 | 0.003 | 0.04 | 0.04 | 0.04 | 0.04 | [75 empty] | 352 | [19 empty] | 1 | #VALUE! | 99999 | 184 | 0184 | 323 | FALSE | TRUE | [97 empty] | 0
[237 empty] | 0185ed03 | Rehau - Entrance door GENEO PHZ, with Güwa filling coating on two wing sides with glazing | 0.98 | 0.98 | 1.23 | 0.98 | 0.169 | 0.169 | 0.127 | 0.169 | 0.003 | 0.003 | 0.003 | 0.003 | 0.04 | 0.04 | 0.04 | 0.04 | [75 empty] | 353 | [19 empty] | 1 | #VALUE! | 99999 | 185 | 0185 | 324 | FALSE | TRUE | [97 empty] | 0
[237 empty] | 0186ed03 | Rehau - Entrance door GENEO PHZ, with Güwa filling coating on two wing sides - variant without steel profile in door wing and fire door box | 0.89 | 0.89 | 1.08 | 0.89 | 0.169 | 0.169 | 0.127 | 0.169 | 0 | 0 | 0 | 0 | 0.04 | 0.04 | 0.04 | 0.04 | [75 empty] | 354 | [19 empty] | 1 | #VALUE! | 99999 | 186 | 0186 | 325 | FALSE | TRUE | [97 empty] | 0
[237 empty] | 0187ed03 | Rehau - Entrance door GENEO PHZ, with Güwa filling coating on two wing sides with glazing - variant without steel profile in door wing and fire door box | 0.89 | 0.89 | 1.08 | 0.89 | 0.169 | 0.169 | 0.127 | 0.169 | 0 | 0 | 0 | 0 | 0.04 | 0.04 | 0.04 | 0.04 | [75 empty] | 355 | [19 empty] | 1 | #VALUE! | 99999 | 187 | 0187 | 326 | FALSE | TRUE | [97 empty] | 0
[237 empty] | 0189ed03 | Rehau - Entrance door GENEO PHZ, with Rodenberg filling on one wing side | 1.14 | 1.14 | 1.37 | 1.14 | 0.167 | 0.167 | 0.125 | 0.167 | 0 | 0 | 0 | 0 | 0.04 | 0.04 | 0.04 | 0.04 | [75 empty] | 356 | [19 empty] | 1 | #VALUE! | 99999 | 189 | 0189 | 327 | FALSE | TRUE | [97 empty] | 0
[237 empty] | 0190ed03 | Rehau - Entrance door GENEO PHZ, with Rodenberg filling on one wing side with glazing | 1.14 | 1.14 | 1.37 | 1.14 | 0.167 | 0.167 | 0.125 | 0.167 | 0 | 0 | 0 | 0 | 0.04 | 0.04 | 0.04 | 0.04 | [75 empty] | 357 | [19 empty] | 1 | #VALUE! | 99999 | 190 | 0190 | 328 | FALSE | TRUE | [97 empty] | 0
[237 empty] | 0191ed03 | Rehau - Entrance door GENEO PHZ, with Rodenberg filling on one wing side - variant without steel profile in door wing and fire door box | 0.97 | 0.97 | 1.2 | 0.97 | 0.167 | 0.167 | 0.125 | 0.167 | 0 | 0 | 0 | 0 | 0.04 | 0.04 | 0.04 | 0.04 | [75 empty] | 358 | [19 empty] | 1 | #VALUE! | 99999 | 191 | 0191 | 329 | FALSE | TRUE | [97 empty] | 0
[237 empty] | 0192ed03 | Rehau - Entrance door GENEO PHZ, with Rodenberg filling on one wing side with glazing - variant without steel profile in door wing and fire door box | 0.97 | 0.97 | 1.2 | 0.97 | 0.167 | 0.167 | 0.125 | 0.167 | 0 | 0 | 0 | 0 | 0.04 | 0.04 | 0.04 | 0.04 | [75 empty] | 359 | [19 empty] | 1 | #VALUE! | 99999 | 192 | 0192 | 330 | FALSE | TRUE | [97 empty] | 0
[237 empty] | 0193ed03 | Rehau - Entrance door GENEO PHZ, with Rodenberg filling coating on two wing sides | 1.12 | 1.12 | 1.48 | 1.12 | 0.153 | 0.153 | 0.111 | 0.153 | 0 | 0 | 0 | 0 | 0.04 | 0.04 | 0.04 | 0.04 | [75 empty] | 360 | [19 empty] | 1 | #VALUE! | 99999 | 193 | 0193 | 331 | FALSE | TRUE | [97 empty] | 0
[237 empty] | 0194ed03 | Rehau - Entrance door GENEO PHZ, with Rodenberg filling coating on two wing sides with glazing | 1.12 | 1.12 | 1.48 | 1.12 | 0.153 | 0.153 | 0.111 | 0.153 | 0 | 0 | 0 | 0 | 0.04 | 0.04 | 0.04 | 0.04 | [75 empty] | 361 | [19 empty] | 1 | #VALUE! | 99999 | 194 | 0194 | 332 | FALSE | TRUE | [97 empty] | 0
[237 empty] | 0195ed03 | Rehau - Entrance door GENEO PHZ, with Rodenberg filling coating on two wing sides - variant without steel profile in door wing and fire door box | 1 | 1 | 1.26 | 1 | 0.153 | 0.153 | 0.111 | 0.153 | 0 | 0 | 0 | 0 | 0.04 | 0.04 | 0.04 | 0.04 | [75 empty] | 362 | [19 empty] | 1 | #VALUE! | 99999 | 195 | 0195 | 333 | FALSE | TRUE | [97 empty] | 0
[237 empty] | 0196ed03 | Rehau - Entrance door GENEO PHZ, with Rodenberg filling coating on two wing sides with glazing - variant without steel profile in door wing and fire door box | 1 | 1 | 1.26 | 1 | 0.153 | 0.153 | 0.111 | 0.153 | 0 | 0 | 0 | 0 | 0.04 | 0.04 | 0.04 | 0.04 | [75 empty] | 363 | [19 empty] | 1 | #VALUE! | 99999 | 196 | 0196 | 334 | FALSE | TRUE | [97 empty] | 0
[237 empty] | 0207ed03 | Reynaers - CS104 door with insulating panel | 1.18 | 1.18 | 1.55 | 1.18 | 0.159 | 0.159 | 0.114 | 0.159 | 0.01 | 0.01 | 0.01 | 0.01 | 0.04 | 0.04 | 0.04 | 0.04 | [75 empty] | 364 | [19 empty] | 1 | #VALUE! | 99999 | 207 | 0207 | 335 | FALSE | TRUE | [97 empty] | 0
[237 empty] | 0139ed03 | Rubner - Rubner Passive House door | 1.09 | 1.06 | 1.53 | 1.06 | 0.129 | 1.129 | 0.08 | 0.129 | 0.005 | 0.005 | 0.008 | 0.005 | 0.04 | 0.04 | 0.04 | 0.04 | [75 empty] | 365 | [19 empty] | 1 | #VALUE! | 99999 | 139 | 0139 | 336 | FALSE | TRUE | [97 empty] | 0
[237 empty] | 0197ed03 | Sturm - Clima Top Plus | 0.86 | 0.86 | 1.3 | 0.85 | 0.128 | 0.128 | 0.111 | 0.128 | 0 | 0 | 0 | 0 | 0.04 | 0.04 | 0.04 | 0.04 | [75 empty] | 366 | [19 empty] | 1 | #VALUE! | 99999 | 197 | 0197 | 337 | FALSE | TRUE | [97 empty] | 0
[237 empty] | 0200ed03 | Sturm - Clima Top Plus with glazing | 0.86 | 0.86 | 1.3 | 0.85 | 0.128 | 0.128 | 0.111 | 0.128 | 0 | 0 | 0 | 0 | 0.04 | 0.04 | 0.04 | 0.04 | [75 empty] | 367 | [19 empty] | 1 | #VALUE! | 99999 | 200 | 0200 | 338 | FALSE | TRUE | [97 empty] | 0
[237 empty] | 0601ed03 | TOPIC - Topic Passive House door | 1.25 | 1.21 | 1.4 | 1.21 | 0.166 | 0.166 | 0.111 | 0.166 | 0.002 | 0.002 | 0.002 | 0.002 | 0.04 | 0.04 | 0.04 | 0.04 | [75 empty] | 368 | [19 empty] | 1 | #VALUE! | 99999 | 601 | 0601 | 339 | FALSE | TRUE | [97 empty] | 0
[237 empty] | 0610ed03 | TOPIC - Topic Passive House door with glazing | 1.25 | 1.21 | 1.4 | 1.21 | 0.166 | 0.166 | 0.111 | 0.166 | 0.002 | 0.002 | 0.002 | 0.002 | 0.04 | 0.04 | 0.04 | 0.04 | [75 empty] | 369 | [19 empty] | 1 | #VALUE! | 99999 | 610 | 0610 | 340 | FALSE | TRUE | [97 empty] | 0
[237 empty] | 0542ed03 | Urban Front - E98Passiv | 1.21 | 1.21 | 1.65 | 1.21 | 0.199 | 0.141 | 0.115 | 0.141 | 0.007 | 0.007 | 0.007 | 0.007 | 0.04 | 0.04 | 0.04 | 0.04 | [75 empty] | 370 | [19 empty] | 1 | #VALUE! | 99999 | 542 | 0542 | 341 | FALSE | TRUE | [97 empty] | 0
[237 empty] | 0138ed03 | VARIOTEC - Thermosafe 100 | 1.14 | 1.05 | 1.49 | 1.04 | 0.209 | 0.154 | 0.088 | 0.134 | 0 | 0 | 0 | 0 | 0.04 | 0.04 | 0.04 | 0.04 | [75 empty] | 371 | [19 empty] | 1 | #VALUE! | 99999 | 138 | 0138 | 342 | FALSE | TRUE | [97 empty] | 0
[237 empty] | 0526ed03 | WindowStar s.r.o. - Passion | 1.24 | 1.24 | 1.63 | 1.24 | 0.201 | 0.141 | 0.093 | 0.141 | 0.006 | 0.006 | 0.006 | 0.006 | 0.04 | 0.04 | 0.04 | 0.04 | [75 empty] | 372 | [19 empty] | 1 | #VALUE! | 99999 | 526 | 0526 | 343 | FALSE | TRUE | [97 empty] | 0
[238 empty] | (as: attic stairs) attic stairs, certified: | [91 empty] | 373 | [19 empty] | 1 | #VALUE! | 99999 | 99999 | 99999 |  | TRUE | TRUE | [97 empty] | 0
[237 empty] | 0817as03 | WELLHOEFER - Passive House Attic Stairs | 0.68 | 0.68 | 0.68 | 0.68 | 0.062 | 0.062 | 0.062 | 0.062 | 0 | 0 | 0 | 0 | 0.08 | 0.08 | 0.08 | 0.08 | [75 empty] | 374 | [19 empty] | 1 | #VALUE! | 99999 | 817 | 0817 | 344 | FALSE | TRUE | [97 empty] | 0
[330 empty] | 375 | [19 empty] | 1 | #VALUE! | 99999 | 99999 | 99999 |  | TRUE | TRUE | [97 empty] | 0
[330 empty] | 376 | [19 empty] | 1 | #VALUE! | 99999 | 99999 | 99999 |  | TRUE | TRUE | [97 empty] | 0
[330 empty] | 377 | [19 empty] | 1 | #VALUE! | 99999 | 99999 | 99999 |  | TRUE | TRUE | [97 empty] | 0
[330 empty] | 378 | [19 empty] | 1 | #VALUE! | 99999 | 99999 | 99999 |  | TRUE | TRUE | [97 empty] | 0
[330 empty] | 379 | [19 empty] | 1 | #VALUE! | 99999 | 99999 | 99999 |  | TRUE | TRUE | [97 empty] | 0
[330 empty] | 380 | [19 empty] | 1 | #VALUE! | 99999 | 99999 | 99999 |  | TRUE | TRUE | [97 empty] | 0
[330 empty] | 381 | [19 empty] | 1 | #VALUE! | 99999 | 99999 | 99999 |  | TRUE | TRUE | [97 empty] | 0
[330 empty] | 382 | [19 empty] | 1 | #VALUE! | 99999 | 99999 | 99999 |  | TRUE | TRUE | [97 empty] | 0
[330 empty] | 383 | [19 empty] | 1 | #VALUE! | 99999 | 99999 | 99999 |  | TRUE | TRUE | [97 empty] | 0
[330 empty] | 384 | [19 empty] | 1 | #VALUE! | 99999 | 99999 | 99999 |  | TRUE | TRUE | [97 empty] | 0
[330 empty] | 385 | [19 empty] | 1 | #VALUE! | 99999 | 99999 | 99999 |  | TRUE | TRUE | [97 empty] | 0
[330 empty] | 386 | [19 empty] | 1 | #VALUE! | 99999 | 99999 | 99999 |  | TRUE | TRUE | [97 empty] | 0
[330 empty] | 387 | [19 empty] | 1 | #VALUE! | 99999 | 99999 | 99999 |  | TRUE | TRUE | [97 empty] | 0
[330 empty] | 388 | [19 empty] | 1 | #VALUE! | 99999 | 99999 | 99999 |  | TRUE | TRUE | [97 empty] | 0
[330 empty] | 389 | [19 empty] | 1 | #VALUE! | 99999 | 99999 | 99999 |  | TRUE | TRUE | [97 empty] | 0
[330 empty] | 390 | [19 empty] | 1 | #VALUE! | 99999 | 99999 | 99999 |  | TRUE | TRUE | [97 empty] | 0
[330 empty] | 391 | [19 empty] | 1 | #VALUE! | 99999 | 99999 | 99999 |  | TRUE | TRUE | [97 empty] | 0
[330 empty] | 392 | [19 empty] | 1 | #VALUE! | 99999 | 99999 | 99999 |  | TRUE | TRUE | [97 empty] | 0
[330 empty] | 393 | [19 empty] | 1 | #VALUE! | 99999 | 99999 | 99999 |  | TRUE | TRUE | [97 empty] | 0
[330 empty] | 394 | [19 empty] | 1 | #VALUE! | 99999 | 99999 | 99999 |  | TRUE | TRUE | [97 empty] | 0
[330 empty] | 395 | [19 empty] | 1 | #VALUE! | 99999 | 99999 | 99999 |  | TRUE | TRUE | [97 empty] | 0
[330 empty] | 396 | [19 empty] | 1 | #VALUE! | 99999 | 99999 | 99999 |  | TRUE | TRUE | [97 empty] | 0
[330 empty] | 397 | [19 empty] | 1 | #VALUE! | 99999 | 99999 | 99999 |  | TRUE | TRUE | [97 empty] | 0
[330 empty] | 398 | [19 empty] | 1 | #VALUE! | 99999 | 99999 | 99999 |  | TRUE | TRUE | [97 empty] | 0
[330 empty] | 399 | [19 empty] | 1 | #VALUE! | 99999 | 99999 | 99999 |  | TRUE | TRUE | [97 empty] | 0
[330 empty] | 400 | [19 empty] | 1 | #VALUE! | 99999 | 99999 | 99999 |  | TRUE | TRUE | [97 empty] | 0
Note on C15: ud: user defined
Note on D115: From here: list of certified assemblies. The U-values are only valid in association with the certified construction systems.
Note on H4: Please press '+' to show or hide certified building systems
Note on H97: 0=without interior insulation 1=with interior insulation No input is necessary for Passive House and EnerPHit verification based on energy demand. For verification of EnerPHit building component requirements, it must be specified whether or not the building component has interior insulation (in accordance with the definition in the EnerPHit building certification criteria).
Note on L14: No data entry is required here for verification of Passive House buildings and EnerPHit refurbishments based on the requirement for heating demand. For verification of the EnerPHit Standard based on the requirements for individual components, it should be indicated if there are building elements with interior insulation (according to the definition on the current EnerPHit building certification criteria).
Note on P14: No data entry is required here for verification of Passive House buildings and EnerPHit refurbishments based on the requirement for heating demand. For verification of the EnerPHit Standard based on the requirements for individual components, it should be indicated if there are building elements with interior insulation (according to the definition on the current EnerPHit building certification criteria).
Note on T14: No data entry is required here for verification of Passive House buildings and EnerPHit refurbishments based on the requirement for heating demand. For verification of the EnerPHit Standard based on the requirements for individual components, it should be indicated if there are building elements with interior insulation (according to the definition on the current EnerPHit building certification criteria).
Note on X14: No data entry is required here for verification of Passive House buildings and EnerPHit refurbishments based on the requirement for heating demand. For verification of the EnerPHit Standard based on the requirements for individual components, it should be indicated if there are building elements with interior insulation (according to the definition on the current EnerPHit building certification criteria).
Note on AB14: No data entry is required here for verification of Passive House buildings and EnerPHit refurbishments based on the requirement for heating demand. For verification of the EnerPHit Standard based on the requirements for individual components, it should be indicated if there are building elements with interior insulation (according to the definition on the current EnerPHit building certification criteria).
Note on AF14: No data entry is required here for verification of Passive House buildings and EnerPHit refurbishments based on the requirement for heating demand. For verification of the EnerPHit Standard based on the requirements for individual components, it should be indicated if there are building elements with interior insulation (according to the definition on the current EnerPHit building certification criteria).
Note on AJ14: No data entry is required here for verification of Passive House buildings and EnerPHit refurbishments based on the requirement for heating demand. For verification of the EnerPHit Standard based on the requirements for individual components, it should be indicated if there are building elements with interior insulation (according to the definition on the current EnerPHit building certification criteria).
Note on AN14: No data entry is required here for verification of Passive House buildings and EnerPHit refurbishments based on the requirement for heating demand. For verification of the EnerPHit Standard based on the requirements for individual components, it should be indicated if there are building elements with interior insulation (according to the definition on the current EnerPHit building certification criteria).
Note on AR14: No data entry is required here for verification of Passive House buildings and EnerPHit refurbishments based on the requirement for heating demand. For verification of the EnerPHit Standard based on the requirements for individual components, it should be indicated if there are building elements with interior insulation (according to the definition on the current EnerPHit building certification criteria).
Note on AV14: No data entry is required here for verification of Passive House buildings and EnerPHit refurbishments based on the requirement for heating demand. For verification of the EnerPHit Standard based on the requirements for individual components, it should be indicated if there are building elements with interior insulation (according to the definition on the current EnerPHit building certification criteria).
Note on AZ14: No data entry is required here for verification of Passive House buildings and EnerPHit refurbishments based on the requirement for heating demand. For verification of the EnerPHit Standard based on the requirements for individual components, it should be indicated if there are building elements with interior insulation (according to the definition on the current EnerPHit building certification criteria).
Note on BD14: No data entry is required here for verification of Passive House buildings and EnerPHit refurbishments based on the requirement for heating demand. For verification of the EnerPHit Standard based on the requirements for individual components, it should be indicated if there are building elements with interior insulation (according to the definition on the current EnerPHit building certification criteria).
Note on BH14: No data entry is required here for verification of Passive House buildings and EnerPHit refurbishments based on the requirement for heating demand. For verification of the EnerPHit Standard based on the requirements for individual components, it should be indicated if there are building elements with interior insulation (according to the definition on the current EnerPHit building certification criteria).
Note on BL14: No data entry is required here for verification of Passive House buildings and EnerPHit refurbishments based on the requirement for heating demand. For verification of the EnerPHit Standard based on the requirements for individual components, it should be indicated if there are building elements with interior insulation (according to the definition on the current EnerPHit building certification criteria).
Note on BP14: No data entry is required here for verification of Passive House buildings and EnerPHit refurbishments based on the requirement for heating demand. For verification of the EnerPHit Standard based on the requirements for individual components, it should be indicated if there are building elements with interior insulation (according to the definition on the current EnerPHit building certification criteria).
Note on BT14: No data entry is required here for verification of Passive House buildings and EnerPHit refurbishments based on the requirement for heating demand. For verification of the EnerPHit Standard based on the requirements for individual components, it should be indicated if there are building elements with interior insulation (according to the definition on the current EnerPHit building certification criteria).
Note on BX14: No data entry is required here for verification of Passive House buildings and EnerPHit refurbishments based on the requirement for heating demand. For verification of the EnerPHit Standard based on the requirements for individual components, it should be indicated if there are building elements with interior insulation (according to the definition on the current EnerPHit building certification criteria).
Note on CB14: No data entry is required here for verification of Passive House buildings and EnerPHit refurbishments based on the requirement for heating demand. For verification of the EnerPHit Standard based on the requirements for individual components, it should be indicated if there are building elements with interior insulation (according to the definition on the current EnerPHit building certification criteria).
Note on CF14: No data entry is required here for verification of Passive House buildings and EnerPHit refurbishments based on the requirement for heating demand. For verification of the EnerPHit Standard based on the requirements for individual components, it should be indicated if there are building elements with interior insulation (according to the definition on the current EnerPHit building certification criteria).
Note on ID15: ud: user defined
Note on IE113: Typical glazing; the exact data of commercially available products must be obtained from the manufacturers.
Note on IG13: Inclined and horizontal windows: adjust and enter Ug value according to the inclination!
Note on IK15: ud: user defined
Note on IY12: Please enter installation thermal bridge. Please check carefully when taking values from catalogues. Typical installation psi-values for Passive House windows are listed further down. They can be used as guidance values. Please refer to the PHPP manual.
Note on IY116: The values for the installation thermal bridges must be determined and entered by the user. For this, please copy all cells of the respective frame (except the ID column) above into the user-defined section (yellow cells). Some examples of installation thermal bridges can be found in the lower part of the user-defined section.
Note on IZ116: The values for the installation thermal bridges must be determined and entered by the user. For this, please copy all cells of the respective frame (except the ID column) above into the user-defined section (yellow cells). Some examples of installation thermal bridges can be found in the lower part of the user-defined section.
Note on JA116: The values for the installation thermal bridges must be determined and entered by the user. For this, please copy all cells of the respective frame (except the ID column) above into the user-defined section (yellow cells). Some examples of installation thermal bridges can be found in the lower part of the user-defined section.
Note on JB116: The values for the installation thermal bridges must be determined and entered by the user. For this, please copy all cells of the respective frame (except the ID column) above into the user-defined section (yellow cells). Some examples of installation thermal bridges can be found in the lower part of the user-defined section.
Note on JC13: χGC must be entered in worksheet 'Areas' as a thermal bridge. χGC: Thermal bridge loss coefficient via the glass carrier, which is located in the beam and on which the pane sits. If χGC is unknown, the value 0.040 W/K has to be used. Amount: 2 glass carriers per facade element have to be taken into account. (Detailed information can be found in the certification criteria for curtain wall facades, free for download at www.passivehouse.com, the website of the Passive House Institute).
Note on JG15: ud: user defined
Note on JI13: The standard values for highly efficient ventilation units with: - Counter flow heat exchanger: 75% - Cross flow heat exchanger: 50% In general, for non certified units, a 12% should be deducted from the heat recovery efficiency declared in the data sheet of the manufacturer. A lower deduction could be done for units with air outputs of over 600 m³/h. The values to be used in these cases should be agreed prior to the certification directly with the certification body.
Note on JO13: Only for ventilation units with air outputs larger than 600m³/h For Certified Passive House ventilation units this value is presented next to the pressure losses of the fan and the heat exchanger, both for the outdoor and extract air filters (average value). See 'Addl vent' worksheet.
Note on JQ14: O : 35 dB(A) in installation room / : installation in mechanical room necessary
Note on JS13: The noise level in the room where the unit is located (e.g. kitchen/bathroom, [small noise pollution acceptable]) is to be limited to 35 dB(A) (with equivalent room absorption areas of 4 m²). If this requirement is not met by the specific unit, a separate room or additional noise protection measures are necessary. To meet threshold noise levels in rooms, duct silencers are usually required. The certification report documents measured noise ranges for the design and names exemplary suitable silencers. Further details are contained in the certification report, which is available from the respective manufacturer. In dwellings, noise levels in principal rooms (supply air) below 25 dB(A) and in secondary rooms (extract air) below 30 dB(A) are recommended.
Note on JX15: ud: user defined
Note on JZ13: Test Stand
Note on KA13: Test Stand
Note on KH11: Enter min. 2, max. 4 test points arranged in the ascending order of their Tamb
Note on KX11: Enter min. 2, max. 4 test points arranged in the ascending order of their Tamb. Test point at 20 °C is required.
Note on LT13: Test Stand
Note on LU13: Test stand: this temperature is determined for the test in a way that the temperature difference between the installation room and the U*Atank gives the stand-by modus heat losses as a result.
Note on LY13: Test stand: some units enable the incorporation of outdoor air. This air flow should be entered here or (if this is not the case) a zero should be entered.
Note on LZ13: Hot gas or DHW circuit of heat pump. Please also refer to "frost protection HRV" in worksheet 'Aux Electricity'.
Note on MD15: ud: user defined
Note on MF13: Steady-state, with balanced mass flows. Typical values 50% - 70%
Note on MG13: Typical value: 10 s
Note on MH13: Air flow at nominal efficiency

## Windows
Fenster |  | Speicher1 | Speicher2 |  |  | Var1 | Var2 | [8 empty] | Orig1 | Orig2
|  |  |  | Variants ▼ |  |  |  | - | [8 empty] | EnerPHit exemptions ► | [13 empty] | Detailed window characteristic values ► | [7 empty] | Geometrical specific values ► | [41 empty] | Orientierungsberechnung |  |  | Exponent | 20 | Rad | 0.017453 | Albedo | 0.106
[5 empty] | Variant calculation |  |  | Windows | [22 empty] | EnerPHit with PHPP Version 9.3 | [39 empty] | Error(s): | [10 empty] | Klimadaten | Monate | [16 empty] | Ergebnis | Monate
[5 empty] | Windows and shading |  |  | 23 / Climate: Hemsby / TFA: 95 m² / Heating: 26.6 kWh/(m²a) / Freq. overheating: 0 % / PER: 28.2 kWh/(m²a) | [73 empty] | Jahresverfahren | 1 | 2 | 3 | 4 | 5 | 6 | 7 | 8 | 9 | 10 | 11 | 12 | Heizlast 1 | Heizlast 2 | Kühllast 1 | Kühllast 2 |  | Jahresverfahren | 1 | 2 | 3 | 4 | 5 | 6 | 7 | 8 | 9 | 10 | 11 | 12 | Heizlast 1 | Heizlast 2 | Kühllast 1 | Kühllast 2 | [119 empty] | EnEV-Schnittstelle
[206 empty] | Referenzwert-Berechnung | [9 empty] | Fensterfläche | [22 empty] | Flaeche | U-Wert, mittel | g-Wert, mittel
[81 empty] | North | 98.9328 | 7 | 11 | 21 | 32 | 44 | 52 | 49 | 38 | 24 | 16 | 8 | 5 | 6 | 5 | 53 | 53 | North | 105.371 | 6.6296 | 11.5402 | 22.579 | 35.6003 | 51.6909 | 57.8765 | 55.7379 | 42.7881 | 26.3819 | 16.0308 | 7.752 | 4.4706 | 4.9335 | 4.5029 | 59.179 | 59.179
[81 empty] | East | 224.0417 | 15 | 27 | 48 | 72 | 100 | 96 | 99 | 85 | 55 | 34 | 18 | 11 | 11 | 6 | 119 | 119 | East | 166.5919 | 9.3013 | 18.3677 | 36.3058 | 58.4401 | 85.1506 | 85.1437 | 86.3487 | 70.408 | 42.9698 | 24.1652 | 11.4008 | 6.0828 | 5.6862 | 4.7853 | 98.3486 | 98.3486 | [98 empty] | Dachfensterfläche (Neigung <=30°) | 0 |  |  | Klimadaten | [16 empty] | 0 | Fenster-Aussenluft-Nord |  | 0
[5 empty] | Active variant: |  |  |  | Window area orientation | Global radiation (main orientations) | Shading | Dirt | Non-vertical radiation incidence | Glazing fraction | g-Value | Solar irradiation reduction factor | Window area |  | Window U-Value | Glazing area | Average global radiation |  | Transmission losses heating period |  | Heating gains solar radiation heating period | [41 empty] | Comfort: The U-value of the building element should not exceed the following values: | [13 empty] | South | 418.6208 | 44 | 63 | 84 | 94 | 100 | 88 | 93 | 100 | 85 | 74 | 50 | 38 | 43 | 13 | 140 | 140 | South | 399.6453 | 40.6882 | 59.4064 | 80.5708 | 92.6716 | 103.2392 | 91.0146 | 96.2401 | 99.8594 | 82.5327 | 69.4201 | 46.4132 | 34.8472 | 38.9922 | 11.8669 | 139.2629 | 139.2629 | [69 empty] | U-Wert Fenster ohne Einbau | dU nur Einbau |  |  |  |  | mittlere Global-strahlung |  | 1 | 2 | 3 | 4 | 5 | 6 | 7 | 8 | 9 | 10 | 11 | 12 | 1 | 2 | 3 | 4 | 5 | 6 | 7 | 8 | 9 | 10 | 11 | 12 |  |  | 1 | 2 | 3 | 4 | 5 | 6 | 7 | 8 | 9 | 10 | 11 | 12 |  |  |  |  | 45 | Fenster-Aussenluft-Nordost |  | 6.9585 | 0.766 | #VALUE!
[5 empty] | 1- |  |  |  | Standard values → | kWh/(m²a) | 0.75 | 0.95 | 0.85 |  |  |  | m2 |  | W/(m2K) | m2 | kWh/(m2a) |  | kWh/a |  | kWh/a | [55 empty] | West | 232.1537 | 17 | 27 | 50 | 74 | 90 | 92 | 93 | 86 | 56 | 39 | 20 | 13 | 15 | 9 | 125 | 125 | West | 298.9711 | 25.5994 | 38.6857 | 62.7629 | 84.5065 | 97.8265 | 95.5281 | 98.0178 | 95.5538 | 67.7249 | 51.4302 | 29.6526 | 20.8179 | 23.8252 | 10.6727 | 137.8652 | 137.8652 | [69 empty] | W/(m2K) | W/(m2K) | [48 empty] | 90 | Fenster-Aussenluft-Ost |  | 0
[9 empty] | North | 98.9328 | 0.91356 | 0.95 | 0.85 | 0.60134 | 0.5 | 0.44361 | 5.6592 |  | 0.77041 | 3.4031 | 105.371 | North | 288.0601 |  | 132.2657 | [41 empty] | 0.85 | W/(m²K) |  | vertical | [10 empty] | Horizontal | 341.6372 | 21 | 38 | 74 | 115 | 157 | 155 | 156 | 136 | 86 | 54 | 26 | 16 | 18 | 12 | 186 | 186 | Horizontal | 341.6372 | 21 | 38 | 74 | 115 | 157 | 155 | 156 | 136 | 86 | 54 | 26 | 16 | 18 | 12 | 186 | 186 | [69 empty] | 0.76365 | 0.0067571 |  |  | North |  |  |  | #REF! | #REF! | #REF! | #REF! | #REF! | #REF! | #REF! | #REF! | #REF! | #REF! | #REF! | #REF! | #REF! | #REF! | #REF! | #REF! | #REF! | #REF! | #REF! | #REF! | #REF! | #REF! | #REF! | #REF! |  | North | #REF! | #REF! | #REF! | #REF! | #REF! | #REF! | #REF! | #REF! | #REF! | #REF! | #REF! | #REF! |  |  |  |  | 135 | Fenster-Aussenluft-Suedost |  | 9.5904 | 0.719 | #VALUE!
[9 empty] | East | 224.0417 | 0.78596 | 0.95 | 0.85 | 0.5895 | 0.5 | 0.37413 | 1.2993 |  | 0.96718 | 0.76594 | 166.5919 | East | 83.0277 |  | 40.4912 | [41 empty] | 1.01 | W/(m²K) |  | inclined | [10 empty] | unten | 36.2135 | 2.226 | 4.028 | 7.844 | 12.19 | 16.642 | 16.43 | 16.536 | 14.416 | 9.116 | 5.724 | 2.756 | 1.696 | 1.908 | 1.272 | 19.716 | 19.716 | [87 empty] | 0.77715 | 0.19003 |  |  | East |  |  |  | #REF! | #REF! | #REF! | #REF! | #REF! | #REF! | #REF! | #REF! | #REF! | #REF! | #REF! | #REF! | #REF! | #REF! | #REF! | #REF! | #REF! | #REF! | #REF! | #REF! | #REF! | #REF! | #REF! | #REF! |  | East | #REF! | #REF! | #REF! | #REF! | #REF! | #REF! | #REF! | #REF! | #REF! | #REF! | #REF! | #REF! |  |  |  |  | 180 | Fenster-Aussenluft-Sued |  | 0
[9 empty] | South | 418.6208 | 0.86543 | 0.95 | 0.85 | 0.67038 | 0.5 | 0.46849 | 9.5904 |  | 0.85684 | 6.4292 | 399.6453 | South | 542.9304 |  | 897.799 | [41 empty] | 1.105 | W/(m²K) |  | horizontal | [115 empty] | 0.71945 | 0.13739 |  |  | South |  |  |  | #REF! | #REF! | #REF! | #REF! | #REF! | #REF! | #REF! | #REF! | #REF! | #REF! | #REF! | #REF! | #REF! | #REF! | #REF! | #REF! | #REF! | #REF! | #REF! | #REF! | #REF! | #REF! | #REF! | #REF! |  | South | #REF! | #REF! | #REF! | #REF! | #REF! | #REF! | #REF! | #REF! | #REF! | #REF! | #REF! | #REF! |  |  |  |  | 225 | Fenster-Aussenluft-Suedwest |  | 3.5457 | 0.769 | 0.5
[9 empty] | West | 232.1537 | 0.67701 | 0.95 | 0.85 | 0.59621 | 0.5 | 0.32594 | 3.5457 |  | 0.92845 | 2.114 | 298.9711 | West | 217.5034 |  | 172.758 | [41 empty] | Design temperature [°C] (from climate zone) | [12 empty] | Ost-West | A0 | 208.5115 | 13.8065 | 24.007 | 44.961 | 68.2975 | 90.9105 | 89.8575 | 91.134 | 80.354 | 51.529 | 33.181 | 16.689 | 10.424 | 11.477 | 7.068 | 112.429 | 112.429 | [87 empty] | 0.7691 | 0.15934 |  |  | West |  |  |  | #REF! | #REF! | #REF! | #REF! | #REF! | #REF! | #REF! | #REF! | #REF! | #REF! | #REF! | #REF! | #REF! | #REF! | #REF! | #REF! | #REF! | #REF! | #REF! | #REF! | #REF! | #REF! | #REF! | #REF! |  | West | #REF! | #REF! | #REF! | #REF! | #REF! | #REF! | #REF! | #REF! | #REF! | #REF! | #REF! | #REF! |  |  |  |  | 270 | Fenster-Aussenluft-West |  | 0
[9 empty] | Horizontal | 341.6372 | 1 | 0.95 | 0.85 | 0 | 0 | 0 | 0 |  | 0 | 0 | 341.6372 | Horizontal | 0 |  | 0 | [55 empty] | A1 | 152.7118 | 9.387 | 16.986 | 33.078 | 51.405 | 70.179 | 69.285 | 69.732 | 60.792 | 38.442 | 24.138 | 11.622 | 7.152 | 8.046 | 5.364 | 83.142 | 83.142 | [87 empty] | 0 | 0 |  |  | Horizontal |  |  |  | #REF! | #REF! | #REF! | #REF! | #REF! | #REF! | #REF! | #REF! | #REF! | #REF! | #REF! | #REF! | #REF! | #REF! | #REF! | #REF! | #REF! | #REF! | #REF! | #REF! | #REF! | #REF! | #REF! | #REF! |  | Horizontal | #REF! | #REF! | #REF! | #REF! | #REF! | #REF! | #REF! | #REF! | #REF! | #REF! | #REF! | #REF! |  |  |  |  | 315 | Fenster-Aussenluft-Nordwest |  | 0
[8 empty] | Albedo | 0.106 | 36.2135 | [17 empty] | 0 | [52 empty] | A2 | -19.5862 | -2.1935 | -2.993 | -4.039 | -4.7025 | -4.0895 | -4.1425 | -4.866 | -5.146 | -3.971 | -3.319 | -2.311 | -1.576 | -1.523 | -0.432 | -9.571 | -9.571
[81 empty] | B1 | 4.056 | 1 | 0 | 1 | 1 | -5 | -2 | -3 | 0.5 | 0.5 | 2.5 | 1 | 1 | 2 | 1.5 | 3 | 3
[9 empty] | Total or average value for all windows. | [5 empty] | 0.5 | 0.43023 | 20.0946 |  | 0.85227 | 12.7122 |  |  | 1131.5217 |  | 1243.314 | [41 empty] | -16 |  | [°C] User defined | [10 empty] | Nord-Süd | A0 | 223.8511 | 18.5565 | 29.007 | 46.711 | 63.2975 | 79.4105 | 77.8575 | 78.634 | 72.104 | 51.029 | 37.431 | 21.689 | 15.174 | 17.227 | 7.818 | 99.679 | 99.679 | [86 empty] | Mittelwert über alle Fenster | 0.74439 | 0.10788
[81 empty] | A1 | 221.0679 | 20.7453 | 31.0568 | 45.6772 | 60.0289 | 75.5585 | 71.585 | 73.1201 | 68.2398 | 49.0718 | 37.7312 | 24.0015 | 17.9834 | 20.1739 | 6.6912 | 93.8341 | 93.8341
[81 empty] | A2 | 65.1537 | 6.1198 | 9.1617 | 13.4445 | 16.9256 | 18.8931 | 14.2169 | 16.1746 | 18.443 | 14.3402 | 11.1282 | 7.0804 | 5.3051 | 5.9513 | 1.936 | 25.5014 | 25.5014
|  | Makro-Speicher | [13 empty] | Go to glazing list | Go to window frames list | [63 empty] | alpha | -0.80821 | -1.1012 | -0.9921 | -0.76097 | -0.54266 | -0.37963 | -0.25418 | -0.30561 | -0.47156 | -0.67071 | -0.87664 | -1.0653 | -1.1618 | -1.1606 | -0.64075 | -0.48204 | -0.48204
|  | Verglasung | Rahmen |  | Window type selection | Glazing | Frame |  | Heating degree hours [kKh/a]: | 66.0704 |  |  | Window rough openings |  | Installed in | Glazing | Frame | EnerPHit | g-Value | U-Value |  | Y Glazing edge | Installation situation user determined value for Yinstallation or '1': Yinstallation from 'Components' worksheet '0': in the case of abutting windows |  |  |  |  | Results |  |  |  | Frame U-value from 'Component' worksheet |  |  |  | Frame dimensions from 'Component' worksheet | [18 empty] | Thermal bridges | [8 empty] | Installation length |  | Window surface temperature indicator | [10 empty] | Kontrolle Neigung der Verglasung |  |  |  | cos^n alpha | 0.00061227 | 1.2947e-07 | 5.7371e-06 | 0.0015733 | 0.044967 | 0.22828 | 0.52041 | 0.38717 | 0.099123 | 0.0075768 | 0.00013183 | 5.0218e-07 | 9.7979e-09 | 1.037e-08 | 0.012013 | 0.08896 | 0.08896 | [120 empty] | Auswertung Fenster-U-Wert für Nachweisblatt: |  |  |  | dito aber ohne Fenster mit EnerPHit-Ausnahmeregelung: |  |  |  | dito aber ohne Fenster mit Behaglichkeitsausnahme |  |  | ohne opake Paneele und Haustüren |  |  |  | Klimadaten EnEV-Berechnung |  | Orientierung | Neigung
| für Blatt 'Vergleich' | [6 empty] | Quan- tity | Description | Deviation from north | Angle of inclination from the horizontal | Orien- tation | Width | Height | Selection from 'Areas' worksheet | Selection from 'Components' worksheet | Selection from 'Components' worksheet | Exception | Perpen-dicular radiation | Glazing | Frames (avg.) | YGlazing edge (Avg.) | left | right | bottom | top | YInstallation (Avg.) | Window Area | Glazing area | Uw installed | Glazed fraction per window | Frame left | Frame right | Frame bottom | Frame top | Width left | Width right | Width bottom | Width top | Area left | Area right | Area bottom | Area top | Area total | Glazing edge left | Glazing edge right | Glazing edge bottom | Glazing edge top | Glazing edge total | Installa-tion length left | Installa-tion length right | Installa-tion length bottom | Installa-tion length top | Installa-tion length total | YGlazing edge left | YGlazing edge right | YGlazing edge bottom | YGlazing edge top | YInstallation left | YInstallation right | YInstallation bottom | YInstallation top | Description | Glazing | Frame |  | Comfort |  |  | Energy balance |  | für Fehleranzeige: |  |  |  |  | 0 | U*A | g*a | Soll Fenster in Berechnung eingehen? |  | Jahres-verfahren | 1 | 2 | 3 | 4 | 5 | 6 | 7 | 8 | 9 | 10 | 11 | 12 | Heizlast 1 | Heizlast 2 | Kühllast 1 | Kühllast 2 |  | Jahres-verfahren | 1 | 2 | 3 | 4 | 5 | 6 | 7 | 8 | 9 | 10 | 11 | 12 | Heizlast 1 | Heizlast 2 | Kühllast 1 | Kühllast 2 | Jahres-verfahren | 1 | 2 | 3 | 4 | 5 | 6 | 7 | 8 | 9 | 10 | 11 | 12 | Heizlast 1 | Heizlast 2 | Kühllast 1 | Kühllast 2 | Jahres-verfahren | 1 | 2 | 3 | 4 | 5 | 6 | 7 | 8 | 9 | 10 | 11 | 12 | Heizlast 1 | Heizlast 2 | Kühllast 1 | Kühllast 2 | Jahres-verfahren | 1 | 2 | 3 | 4 | 5 | 6 | 7 | 8 | 9 | 10 | 11 | 12 | Heizlast 1 | Heizlast 2 | Kühllast 1 | Kühllast 2 | Jahres-verfahren | 1 | 2 | 3 | 4 | 5 | 6 | 7 | 8 | 9 | 10 | 11 | 12 | Heizlast 1 | Heizlast 2 | Kühllast 1 | Kühllast 2 |  | U-Wert Fenster ohne Einbau | dU nur Einbau |  |  |  | Orientierung gerundet | Neigung gerundet | Krz.Bz. | 1 | 2 | 3 | 4 | 5 | 6 | 7 | 8 | 9 | 10 | 11 | 12 | 1 | 2 | 3 | 4 | 5 | 6 | 7 | 8 | 9 | 10 | 11 | 12 |  | Neigung >67,5° | <=67,5° | <=22,5° |  | Neigung >67,5° | <=67,5° | <=22,5° | alle | Neigung >67,5° | <=67,5° | <=22,5° | transparent? | Fläche | Summe nach Himmelsrichtung |  | Hori | /0 |  | 0 | #REF! | #REF! | #REF! | #REF! | #REF! | #REF! | #REF! | #REF! | #REF! | #REF! | #REF! | #REF! | #REF! | Für EnerPHit ohne Bauteile mit Ausnahmeregelung
[10 empty] | ° | ° |  | m | m |  | 1-Sorting: LIKE LIST | 1-Sorting: LIKE LIST | Mark with an 'x' | - | W/(m2K) | W/(m2K) | W/(mK) | W/(mK) or 1/0 |  |  |  | W/(mK) | m2 | m2 | W/(m2K) | % | W/(m²K) | W/(m²K) | W/(m²K) | W/(m²K) | m | m | m | m | m2 | m2 | m2 | m2 | m2 | m | m | m | m | m | m | m | m | m | m | W/(mK) | W/(mK) | W/(mK) | W/(mK) | W/(mK) | W/(mK) | W/(mK) | W/(mK) |  | m | m | Exemption |  |  |  | kWh/a |  | Zeile verwendet? | Anzahl/Größe? | Auswahl? | Einbau'? | Orientierung |  | W/K |  |  | Grenzwert kleine Fenster | B2 | [17 empty] | Esouth | [16 empty] | Enorth | [16 empty] | Ewest | [16 empty] | Eeast | [16 empty] | Ergebnis: Globalstrahlung auf Verglasungsfläche | [17 empty] | W/(m2K) | W/(m2K) | U*A | dU*A | g*A | [27 empty] | Durchschnitt: | 0.85227 | 0 | 0 | 0.85227 | 0.84268 | 0 | 0 | 0.85227 | 1.0401 | 0 | 0 |  |  |  | m² | Süd 30° | 180/30 | 180 | 30 | #REF! | #REF! | #REF! | #REF! | #REF! | #REF! | #REF! | #REF! | #REF! | #REF! | #REF! | #REF! | #REF! | Fensterfläche | Uw eingebaut
[72 empty] | 0 | 0 | 0 | 0 | 0 | - |  |  | 0 | #DIV/0! | 31.9871 | 4.1258 | 4.7092 | 6.4534 | 8.5934 | 9.1426 | 9.3718 | 9.7796 | 9.5463 | 6.9127 | 5.6432 | 4.1906 | 3.6984 | 4.3952 | 1.8095 | 13.8297 | 13.8297 |  | 341.6372 | 21 | 38 | 74 | 115 | 157 | 155 | 156 | 136 | 86 | 54 | 26 | 16 | 18 | 12 | 186 | 186 | 341.6372 | 21 | 38 | 74 | 115 | 157 | 155 | 156 | 136 | 86 | 54 | 26 | 16 | 18 | 12 | 186 | 186 | 341.6372 | 21 | 38 | 74 | 115 | 157 | 155 | 156 | 136 | 86 | 54 | 26 | 16 | 18 | 12 | 186 | 186 | 341.6372 | 21 | 38 | 74 | 115 | 157 | 155 | 156 | 136 | 86 | 54 | 26 | 16 | 18 | 12 | 186 | 186 | [51 empty] | 0 | 0 | 0 | 0 | 0 | 0 | 0 | 0 | 0 | 0 | 0 | 0 | 0 | Nord: | 3.4031 | Süd 45° | 180/45 | 180 | 45 | #REF! | #REF! | #REF! | #REF! | #REF! | #REF! | #REF! | #REF! | #REF! | #REF! | #REF! | #REF! | #REF!
[8 empty] | 1 | Kitchen opener | 23 | 90 | North | 0.82 | 1.08 | 7-North house wall | 18ud-ecoHaus Internorm Triple Light 3N2 48mm (4b/18ar/4/18ar/4b) | 38ud-ecoHaus Internorm KF410 P1 EPS Foam, non Certified ISO spacer |  | 0.5 | 0.5 | 0.92 | 0.033 | 0.002 | 0 | 0.002 | 0.002 | 0.002 | 0.8856 | 0.4923 | 0.79864 | 55.59% | 0.92 | 0.92 | 0.92 | 0.92 | 0.112 | 0.112 | 0.142 | 0.112 | 0.092512 | 0.092512 | 0.11644 | 0.09184 | 0.3933 | 0.826 | 0.826 | 0.596 | 0.596 | 2.844 | 1.08 | 0 | 0.82 | 0.82 | 2.72 | 0.033 | 0.033 | 0.033 | 0.033 | 0.002 | 0 | 0.002 | 0.002 | Kitchen opener | 2.844 | 2.72 |  | ██ |  |  | -27.347 |  | 1 | 1 | 1 | 1 | 1 | - | 0.70728 | 0.24615 | 1 | 0.91454 | 31.9871 | 4.1258 | 4.7092 | 6.4534 | 8.5934 | 9.1426 | 9.3718 | 9.7796 | 9.5463 | 6.9127 | 5.6432 | 4.1906 | 3.6984 | 4.3952 | 1.8095 | 13.8297 | 13.8297 |  | 418.6208 | 44 | 63 | 84 | 94 | 100 | 88 | 93 | 100 | 85 | 74 | 50 | 38 | 43 | 13 | 140 | 140 | 98.9328 | 7 | 11 | 21 | 32 | 44 | 52 | 49 | 38 | 24 | 16 | 8 | 5 | 6 | 5 | 53 | 53 | 232.1537 | 17 | 27 | 50 | 74 | 90 | 92 | 93 | 86 | 56 | 39 | 20 | 13 | 15 | 9 | 125 | 125 | 224.0417 | 15 | 27 | 48 | 72 | 100 | 96 | 99 | 85 | 55 | 34 | 18 | 11 | 11 | 6 | 119 | 119 | 51.8737 | 3.2637 | 5.6812 | 11.1156 | 17.5259 | 25.4472 | 28.4924 | 27.4395 | 21.0644 | 12.9877 | 7.8919 | 3.8163 | 2.2008 | 2.4287 | 2.2167 | 29.1336 | 29.1336 |  | 0.7925 | 0.0061427 | 0.70184 | 0.00544 | 0.4428 | 45 | 90 | 45/90 | #REF! | #REF! | #REF! | #REF! | #REF! | #REF! | #REF! | #REF! | #REF! | #REF! | #REF! | #REF! | #REF! | #REF! | #REF! | #REF! | #REF! | #REF! | #REF! | #REF! | #REF! | #REF! | #REF! | #REF! |  | 0.8856 | 0 | 0 | 0.8856 | 0.8856 | 0 | 0 | 0.8856 | 0.79864 | 0 | 0 | 1 | 0.4923 | Ost: | 0.76594 | Süd 60° | 180/60 | 180 | 60 | #REF! | #REF! | #REF! | #REF! | #REF! | #REF! | #REF! | #REF! | #REF! | #REF! | #REF! | #REF! | #REF! | 0.8856 | 0.79864
[8 empty] | 1 | Kitchen fixed part | 23 | 90 | North | 1.3 | 1.08 | 7-North house wall | 18ud-ecoHaus Internorm Triple Light 3N2 48mm (4b/18ar/4/18ar/4b) | 38ud-ecoHaus Internorm KF410 P1 EPS Foam, non Certified ISO spacer |  | 0.5 | 0.5 | 0.92 | 0.033 | 0 | 0.002 | 0.002 | 0.002 | 0.002 | 1.404 | 0.88878 | 0.74878 | 63.3% | 0.92 | 0.92 | 0.92 | 0.92 | 0.112 | 0.112 | 0.142 | 0.112 | 0.092512 | 0.092512 | 0.1846 | 0.1456 | 0.51522 | 0.826 | 0.826 | 1.076 | 1.076 | 3.804 | 0 | 1.08 | 1.3 | 1.3 | 3.68 | 0.033 | 0.033 | 0.033 | 0.033 | 0 | 0.002 | 0.002 | 0.002 | Kitchen fixed part | 3.804 | 3.68 |  | ██ |  |  | -33.733 |  | 1 | 1 | 1 | 1 | 1 | - | 1.0513 | 0.44439 | 1 | 0.86952 | 31.9871 | 4.1258 | 4.7092 | 6.4534 | 8.5934 | 9.1426 | 9.3718 | 9.7796 | 9.5463 | 6.9127 | 5.6432 | 4.1906 | 3.6984 | 4.3952 | 1.8095 | 13.8297 | 13.8297 |  | 418.6208 | 44 | 63 | 84 | 94 | 100 | 88 | 93 | 100 | 85 | 74 | 50 | 38 | 43 | 13 | 140 | 140 | 98.9328 | 7 | 11 | 21 | 32 | 44 | 52 | 49 | 38 | 24 | 16 | 8 | 5 | 6 | 5 | 53 | 53 | 232.1537 | 17 | 27 | 50 | 74 | 90 | 92 | 93 | 86 | 56 | 39 | 20 | 13 | 15 | 9 | 125 | 125 | 224.0417 | 15 | 27 | 48 | 72 | 100 | 96 | 99 | 85 | 55 | 34 | 18 | 11 | 11 | 6 | 119 | 119 | 93.6512 | 5.8922 | 10.2566 | 20.0677 | 31.6407 | 45.9417 | 51.4392 | 49.5385 | 38.029 | 23.4476 | 14.2478 | 6.8898 | 3.9733 | 4.3848 | 4.002 | 52.5968 | 52.5968 |  | 0.74354 | 0.0052422 | 1.0439 | 0.00736 | 0.702 | 45 | 90 | 45/90 | #REF! | #REF! | #REF! | #REF! | #REF! | #REF! | #REF! | #REF! | #REF! | #REF! | #REF! | #REF! | #REF! | #REF! | #REF! | #REF! | #REF! | #REF! | #REF! | #REF! | #REF! | #REF! | #REF! | #REF! |  | 1.404 | 0 | 0 | 1.404 | 1.404 | 0 | 0 | 1.404 | 0.74878 | 0 | 0 | 1 | 0.88878 | Süd: | 6.4292 | Süd 90° | 180/90 | 180 | 90 | #REF! | #REF! | #REF! | #REF! | #REF! | #REF! | #REF! | #REF! | #REF! | #REF! | #REF! | #REF! | #REF! | 1.404 | 0.74878
[8 empty] | 0 | Removed Pantry | 23 | 90 | North | 0.35 | 0.63 | 7-North house wall | 02ud-Double Glazed - Existing | 38ud-ecoHaus Internorm KF410 P1 EPS Foam, non Certified ISO spacer |  | 0.77 | 2.7 | 0.92 | 0.033 | 0.002 | 0.002 | 0.002 | 0.002 | 0.002 |  |  |  |  | 0.92 | 0.92 | 0.92 | 0.92 | 0.112 | 0.112 | 0.142 | 0.112 | 0.042112 | 0.042112 | 0.0497 | 0.0392 | 0.17312 | 0.376 | 0.376 | 0.126 | 0.126 | 1.004 | 0.63 | 0.63 | 0.35 | 0.35 | 1.96 | 0.033 | 0.033 | 0.033 | 0.033 | 0.002 | 0.002 | 0.002 | 0.002 | Removed Pantry | 0 | [7 empty] | 1 | 1 | 1 | 1 | 1 | - |  |  | 0 | 1.1444 | 31.9871 | 4.1258 | 4.7092 | 6.4534 | 8.5934 | 9.1426 | 9.3718 | 9.7796 | 9.5463 | 6.9127 | 5.6432 | 4.1906 | 3.6984 | 4.3952 | 1.8095 | 13.8297 | 13.8297 |  | 418.6208 | 44 | 63 | 84 | 94 | 100 | 88 | 93 | 100 | 85 | 74 | 50 | 38 | 43 | 13 | 140 | 140 | 98.9328 | 7 | 11 | 21 | 32 | 44 | 52 | 49 | 38 | 24 | 16 | 8 | 5 | 6 | 5 | 53 | 53 | 232.1537 | 17 | 27 | 50 | 74 | 90 | 92 | 93 | 86 | 56 | 39 | 20 | 13 | 15 | 9 | 125 | 125 | 224.0417 | 15 | 27 | 48 | 72 | 100 | 96 | 99 | 85 | 55 | 34 | 18 | 11 | 11 | 6 | 119 | 119 | [19 empty] | #VALUE! |  |  | #VALUE! | 45 | 90 | 45/90 | #REF! | #REF! | #REF! | #REF! | #REF! | #REF! | #REF! | #REF! | #REF! | #REF! | #REF! | #REF! | #REF! | #REF! | #REF! | #REF! | #REF! | #REF! | #REF! | #REF! | #REF! | #REF! | #REF! | #REF! |  | 0 | 0 | 0 | 0 | 0 | 0 | 0 | 0 | 0 | 0 | 0 | 1 | 0 | West: | 2.114 | Süd-Ost 30° | 135/30 | 135 | 30 | #REF! | #REF! | #REF! | #REF! | #REF! | #REF! | #REF! | #REF! | #REF! | #REF! | #REF! | #REF! | #REF!
[8 empty] | 1 | Bog | 23 | 90 | North | 1.04 | 1.08 | 7-North house wall | 18ud-ecoHaus Internorm Triple Light 3N2 48mm (4b/18ar/4/18ar/4b) | 38ud-ecoHaus Internorm KF410 P1 EPS Foam, non Certified ISO spacer |  | 0.5 | 0.5 | 0.92 | 0.033 | 0.002 | 0.002 | 0.002 | 0.002 | 0.002 | 1.1232 | 0.67402 | 0.772 | 60.01% | 0.92 | 0.92 | 0.92 | 0.92 | 0.112 | 0.112 | 0.142 | 0.112 | 0.092512 | 0.092512 | 0.14768 | 0.11648 | 0.44918 | 0.826 | 0.826 | 0.816 | 0.816 | 3.284 | 1.08 | 1.08 | 1.04 | 1.04 | 4.24 | 0.033 | 0.033 | 0.033 | 0.033 | 0.002 | 0.002 | 0.002 | 0.002 | Bog | 3.284 | 4.24 |  | ██ |  |  | -30.4244 |  | 1 | 1 | 1 | 1 | 1 | - | 0.86711 | 0.33701 | 1 | 0.88875 | 31.9871 | 4.1258 | 4.7092 | 6.4534 | 8.5934 | 9.1426 | 9.3718 | 9.7796 | 9.5463 | 6.9127 | 5.6432 | 4.1906 | 3.6984 | 4.3952 | 1.8095 | 13.8297 | 13.8297 |  | 418.6208 | 44 | 63 | 84 | 94 | 100 | 88 | 93 | 100 | 85 | 74 | 50 | 38 | 43 | 13 | 140 | 140 | 98.9328 | 7 | 11 | 21 | 32 | 44 | 52 | 49 | 38 | 24 | 16 | 8 | 5 | 6 | 5 | 53 | 53 | 232.1537 | 17 | 27 | 50 | 74 | 90 | 92 | 93 | 86 | 56 | 39 | 20 | 13 | 15 | 9 | 125 | 125 | 224.0417 | 15 | 27 | 48 | 72 | 100 | 96 | 99 | 85 | 55 | 34 | 18 | 11 | 11 | 6 | 119 | 119 | 71.0218 | 4.4684 | 7.7783 | 15.2186 | 23.9952 | 34.8405 | 39.0097 | 37.5682 | 28.8398 | 17.7818 | 10.805 | 5.2249 | 3.0132 | 3.3252 | 3.035 | 39.8876 | 39.8876 |  | 0.76445 | 0.0075499 | 0.85863 | 0.00848 | 0.5616 | 45 | 90 | 45/90 | #REF! | #REF! | #REF! | #REF! | #REF! | #REF! | #REF! | #REF! | #REF! | #REF! | #REF! | #REF! | #REF! | #REF! | #REF! | #REF! | #REF! | #REF! | #REF! | #REF! | #REF! | #REF! | #REF! | #REF! |  | 1.1232 | 0 | 0 | 1.1232 | 1.1232 | 0 | 0 | 1.1232 | 0.772 | 0 | 0 | 1 | 0.67402 | Horizontal: | 0 | Süd-Ost 45° | 135/45 | 135 | 45 | #REF! | #REF! | #REF! | #REF! | #REF! | #REF! | #REF! | #REF! | #REF! | #REF! | #REF! | #REF! | #REF! | 1.1232 | 0.772
[8 empty] | 1 | Landing | 23 | 90 | North | 1.04 | 1.08 | 7-North house wall | 18ud-ecoHaus Internorm Triple Light 3N2 48mm (4b/18ar/4/18ar/4b) | 38ud-ecoHaus Internorm KF410 P1 EPS Foam, non Certified ISO spacer |  | 0.5 | 0.5 | 0.92 | 0.033 | 0.002 | 0.002 | 0.002 | 0.002 | 0.002 | 1.1232 | 0.67402 | 0.772 | 60.01% | 0.92 | 0.92 | 0.92 | 0.92 | 0.112 | 0.112 | 0.142 | 0.112 | 0.092512 | 0.092512 | 0.14768 | 0.11648 | 0.44918 | 0.826 | 0.826 | 0.816 | 0.816 | 3.284 | 1.08 | 1.08 | 1.04 | 1.04 | 4.24 | 0.033 | 0.033 | 0.033 | 0.033 | 0.002 | 0.002 | 0.002 | 0.002 | Landing | 3.284 | 4.24 |  | ██ |  |  | -32.145 |  | 1 | 1 | 1 | 1 | 1 | - | 0.86711 | 0.33701 | 1 | 0.88875 | 31.9871 | 4.1258 | 4.7092 | 6.4534 | 8.5934 | 9.1426 | 9.3718 | 9.7796 | 9.5463 | 6.9127 | 5.6432 | 4.1906 | 3.6984 | 4.3952 | 1.8095 | 13.8297 | 13.8297 |  | 418.6208 | 44 | 63 | 84 | 94 | 100 | 88 | 93 | 100 | 85 | 74 | 50 | 38 | 43 | 13 | 140 | 140 | 98.9328 | 7 | 11 | 21 | 32 | 44 | 52 | 49 | 38 | 24 | 16 | 8 | 5 | 6 | 5 | 53 | 53 | 232.1537 | 17 | 27 | 50 | 74 | 90 | 92 | 93 | 86 | 56 | 39 | 20 | 13 | 15 | 9 | 125 | 125 | 224.0417 | 15 | 27 | 48 | 72 | 100 | 96 | 99 | 85 | 55 | 34 | 18 | 11 | 11 | 6 | 119 | 119 | 71.0218 | 4.4684 | 7.7783 | 15.2186 | 23.9952 | 34.8405 | 39.0097 | 37.5682 | 28.8398 | 17.7818 | 10.805 | 5.2249 | 3.0132 | 3.3252 | 3.035 | 39.8876 | 39.8876 |  | 0.76445 | 0.0075499 | 0.85863 | 0.00848 | 0.5616 | 45 | 90 | 45/90 | #REF! | #REF! | #REF! | #REF! | #REF! | #REF! | #REF! | #REF! | #REF! | #REF! | #REF! | #REF! | #REF! | #REF! | #REF! | #REF! | #REF! | #REF! | #REF! | #REF! | #REF! | #REF! | #REF! | #REF! |  | 1.1232 | 0 | 0 | 1.1232 | 1.1232 | 0 | 0 | 1.1232 | 0.772 | 0 | 0 | 1 | 0.67402 |  |  | Süd-Ost 60° | 135/60 | 135 | 60 | #REF! | #REF! | #REF! | #REF! | #REF! | #REF! | #REF! | #REF! | #REF! | #REF! | #REF! | #REF! | #REF! | 1.1232 | 0.772
[8 empty] | 1 | Bathroom | 23 | 90 | North | 1.04 | 1.08 | 7-North house wall | 18ud-ecoHaus Internorm Triple Light 3N2 48mm (4b/18ar/4/18ar/4b) | 38ud-ecoHaus Internorm KF410 P1 EPS Foam, non Certified ISO spacer |  | 0.5 | 0.5 | 0.92 | 0.033 | 0.002 | 0.002 | 0.002 | 0.002 | 0.002 | 1.1232 | 0.67402 | 0.772 | 60.01% | 0.92 | 0.92 | 0.92 | 0.92 | 0.112 | 0.112 | 0.142 | 0.112 | 0.092512 | 0.092512 | 0.14768 | 0.11648 | 0.44918 | 0.826 | 0.826 | 0.816 | 0.816 | 3.284 | 1.08 | 1.08 | 1.04 | 1.04 | 4.24 | 0.033 | 0.033 | 0.033 | 0.033 | 0.002 | 0.002 | 0.002 | 0.002 | Bathroom | 3.284 | 4.24 |  | ██ |  |  | -32.145 |  | 1 | 1 | 1 | 1 | 1 | - | 0.86711 | 0.33701 | 1 | 0.88875 | 31.9871 | 4.1258 | 4.7092 | 6.4534 | 8.5934 | 9.1426 | 9.3718 | 9.7796 | 9.5463 | 6.9127 | 5.6432 | 4.1906 | 3.6984 | 4.3952 | 1.8095 | 13.8297 | 13.8297 |  | 418.6208 | 44 | 63 | 84 | 94 | 100 | 88 | 93 | 100 | 85 | 74 | 50 | 38 | 43 | 13 | 140 | 140 | 98.9328 | 7 | 11 | 21 | 32 | 44 | 52 | 49 | 38 | 24 | 16 | 8 | 5 | 6 | 5 | 53 | 53 | 232.1537 | 17 | 27 | 50 | 74 | 90 | 92 | 93 | 86 | 56 | 39 | 20 | 13 | 15 | 9 | 125 | 125 | 224.0417 | 15 | 27 | 48 | 72 | 100 | 96 | 99 | 85 | 55 | 34 | 18 | 11 | 11 | 6 | 119 | 119 | 71.0218 | 4.4684 | 7.7783 | 15.2186 | 23.9952 | 34.8405 | 39.0097 | 37.5682 | 28.8398 | 17.7818 | 10.805 | 5.2249 | 3.0132 | 3.3252 | 3.035 | 39.8876 | 39.8876 |  | 0.76445 | 0.0075499 | 0.85863 | 0.00848 | 0.5616 | 45 | 90 | 45/90 | #REF! | #REF! | #REF! | #REF! | #REF! | #REF! | #REF! | #REF! | #REF! | #REF! | #REF! | #REF! | #REF! | #REF! | #REF! | #REF! | #REF! | #REF! | #REF! | #REF! | #REF! | #REF! | #REF! | #REF! |  | 1.1232 | 0 | 0 | 1.1232 | 1.1232 | 0 | 0 | 1.1232 | 0.772 | 0 | 0 | 1 | 0.67402 | Mittl. Ug f. g-Wert-Anforderung: | 0.5 | Süd-Ost 90° | 135/90 | 135 | 90 | #REF! | #REF! | #REF! | #REF! | #REF! | #REF! | #REF! | #REF! | #REF! | #REF! | #REF! | #REF! | #REF! | 1.1232 | 0.772
[72 empty] | 0 | 0 | 0 | 0 | 0 | - |  |  | 0 | #DIV/0! | 31.9871 | 4.1258 | 4.7092 | 6.4534 | 8.5934 | 9.1426 | 9.3718 | 9.7796 | 9.5463 | 6.9127 | 5.6432 | 4.1906 | 3.6984 | 4.3952 | 1.8095 | 13.8297 | 13.8297 |  | 341.6372 | 21 | 38 | 74 | 115 | 157 | 155 | 156 | 136 | 86 | 54 | 26 | 16 | 18 | 12 | 186 | 186 | 341.6372 | 21 | 38 | 74 | 115 | 157 | 155 | 156 | 136 | 86 | 54 | 26 | 16 | 18 | 12 | 186 | 186 | 341.6372 | 21 | 38 | 74 | 115 | 157 | 155 | 156 | 136 | 86 | 54 | 26 | 16 | 18 | 12 | 186 | 186 | 341.6372 | 21 | 38 | 74 | 115 | 157 | 155 | 156 | 136 | 86 | 54 | 26 | 16 | 18 | 12 | 186 | 186 | [51 empty] | 0 | 0 | 0 | 0 | 0 | 0 | 0 | 0 | 0 | 0 | 0 | 0 | 0 |  |  | Süd-West 30° | 225/30 | 225 | 30 | #REF! | #REF! | #REF! | #REF! | #REF! | #REF! | #REF! | #REF! | #REF! | #REF! | #REF! | #REF! | #REF!
[8 empty] | 1 | Tessoffice | 247 | 90 | West | 1.04 | 1.08 | 8-West house wall | 18ud-ecoHaus Internorm Triple Light 3N2 48mm (4b/18ar/4/18ar/4b) | 38ud-ecoHaus Internorm KF410 P1 EPS Foam, non Certified ISO spacer |  | 0.5 | 0.5 | 0.92 | 0.033 | 0.002 | 0.002 | 0.002 | 0.002 | 0.002 | 1.1232 | 0.67402 | 0.772 | 60.01% | 0.92 | 0.92 | 0.92 | 0.92 | 0.112 | 0.112 | 0.142 | 0.112 | 0.092512 | 0.092512 | 0.14768 | 0.11648 | 0.44918 | 0.826 | 0.826 | 0.816 | 0.816 | 3.284 | 1.08 | 1.08 | 1.04 | 1.04 | 4.24 | 0.033 | 0.033 | 0.033 | 0.033 | 0.002 | 0.002 | 0.002 | 0.002 | Tessoffice | 3.284 | 4.24 |  | ██ |  |  | -1.3803 |  | 1 | 1 | 1 | 1 | 1 | - | 0.86711 | 0.33701 | 1 | 0.88875 | 31.9871 | 4.1258 | 4.7092 | 6.4534 | 8.5934 | 9.1426 | 9.3718 | 9.7796 | 9.5463 | 6.9127 | 5.6432 | 4.1906 | 3.6984 | 4.3952 | 1.8095 | 13.8297 | 13.8297 |  | 418.6208 | 44 | 63 | 84 | 94 | 100 | 88 | 93 | 100 | 85 | 74 | 50 | 38 | 43 | 13 | 140 | 140 | 98.9328 | 7 | 11 | 21 | 32 | 44 | 52 | 49 | 38 | 24 | 16 | 8 | 5 | 6 | 5 | 53 | 53 | 232.1537 | 17 | 27 | 50 | 74 | 90 | 92 | 93 | 86 | 56 | 39 | 20 | 13 | 15 | 9 | 125 | 125 | 224.0417 | 15 | 27 | 48 | 72 | 100 | 96 | 99 | 85 | 55 | 34 | 18 | 11 | 11 | 6 | 119 | 119 | 201.5113 | 17.2544 | 26.0748 | 42.3032 | 56.9587 | 65.9366 | 64.3874 | 66.0656 | 64.4048 | 45.6477 | 34.6648 | 19.9863 | 14.0316 | 16.0586 | 7.1936 | 92.9234 | 92.9234 |  | 0.76445 | 0.0075499 | 0.85863 | 0.00848 | 0.5616 | 225 | 90 | 225/90 | #REF! | #REF! | #REF! | #REF! | #REF! | #REF! | #REF! | #REF! | #REF! | #REF! | #REF! | #REF! | #REF! | #REF! | #REF! | #REF! | #REF! | #REF! | #REF! | #REF! | #REF! | #REF! | #REF! | #REF! |  | 1.1232 | 0 | 0 | 1.1232 | 1.1232 | 0 | 0 | 1.1232 | 0.772 | 0 | 0 | 1 | 0.67402 |  |  | Süd-West 45° | 225/45 | 225 | 45 | #REF! | #REF! | #REF! | #REF! | #REF! | #REF! | #REF! | #REF! | #REF! | #REF! | #REF! | #REF! | #REF! | 1.1232 | 0.772
[8 empty] | 1 | Wookoffice | 247 | 90 | West | 1.04 | 1.08 | 8-West house wall | 18ud-ecoHaus Internorm Triple Light 3N2 48mm (4b/18ar/4/18ar/4b) | 38ud-ecoHaus Internorm KF410 P1 EPS Foam, non Certified ISO spacer |  | 0.5 | 0.5 | 0.92 | 0.033 | 0.1 | 0.1 | 0.04 | 0.05 | 0.073019 | 1.1232 | 0.67402 | 1.0401 | 60.01% | 0.92 | 0.92 | 0.92 | 0.92 | 0.112 | 0.112 | 0.142 | 0.112 | 0.092512 | 0.092512 | 0.14768 | 0.11648 | 0.44918 | 0.826 | 0.826 | 0.816 | 0.816 | 3.284 | 1.08 | 1.08 | 1.04 | 1.04 | 4.24 | 0.033 | 0.033 | 0.033 | 0.033 | 0.1 | 0.1 | 0.04 | 0.05 | Wookoffice | 3.284 | 4.24 |  |  |  | ██ | -20.2016 |  | 1 | 1 | 1 | 1 | 1 | - | 1.1682 | 0.33701 | 1 | 0.88875 | 31.9871 | 4.1258 | 4.7092 | 6.4534 | 8.5934 | 9.1426 | 9.3718 | 9.7796 | 9.5463 | 6.9127 | 5.6432 | 4.1906 | 3.6984 | 4.3952 | 1.8095 | 13.8297 | 13.8297 |  | 418.6208 | 44 | 63 | 84 | 94 | 100 | 88 | 93 | 100 | 85 | 74 | 50 | 38 | 43 | 13 | 140 | 140 | 98.9328 | 7 | 11 | 21 | 32 | 44 | 52 | 49 | 38 | 24 | 16 | 8 | 5 | 6 | 5 | 53 | 53 | 232.1537 | 17 | 27 | 50 | 74 | 90 | 92 | 93 | 86 | 56 | 39 | 20 | 13 | 15 | 9 | 125 | 125 | 224.0417 | 15 | 27 | 48 | 72 | 100 | 96 | 99 | 85 | 55 | 34 | 18 | 11 | 11 | 6 | 119 | 119 | 201.5113 | 17.2544 | 26.0748 | 42.3032 | 56.9587 | 65.9366 | 64.3874 | 66.0656 | 64.4048 | 45.6477 | 34.6648 | 19.9863 | 14.0316 | 16.0586 | 7.1936 | 92.9234 | 92.9234 |  | 0.76445 | 0.27564 | 0.85863 | 0.3096 | 0.5616 | 225 | 90 | 225/90 | #REF! | #REF! | #REF! | #REF! | #REF! | #REF! | #REF! | #REF! | #REF! | #REF! | #REF! | #REF! | #REF! | #REF! | #REF! | #REF! | #REF! | #REF! | #REF! | #REF! | #REF! | #REF! | #REF! | #REF! |  | 1.1232 | 0 | 0 | 1.1232 | 1.1232 | 0 | 0 | 1.1232 | 1.0401 | 0 | 0 | 1 | 0.67402 |  |  | Süd-West 60° | 225/60 | 225 | 60 | #REF! | #REF! | #REF! | #REF! | #REF! | #REF! | #REF! | #REF! | #REF! | #REF! | #REF! | #REF! | #REF! | 1.1232 | 1.0401
[8 empty] | 1 | Wookoffice | 157 | 90 | South | 1.04 | 1.08 | 6-South house wall | 18ud-ecoHaus Internorm Triple Light 3N2 48mm (4b/18ar/4/18ar/4b) | 38ud-ecoHaus Internorm KF410 P1 EPS Foam, non Certified ISO spacer |  | 0.5 | 0.5 | 0.92 | 0.033 | 0.1 | 0.1 | 0.04 | 0.05 | 0.073019 | 1.1232 | 0.67402 | 1.0401 | 60.01% | 0.92 | 0.92 | 0.92 | 0.92 | 0.112 | 0.112 | 0.142 | 0.112 | 0.092512 | 0.092512 | 0.14768 | 0.11648 | 0.44918 | 0.826 | 0.826 | 0.816 | 0.816 | 3.284 | 1.08 | 1.08 | 1.04 | 1.04 | 4.24 | 0.033 | 0.033 | 0.033 | 0.033 | 0.1 | 0.1 | 0.04 | 0.05 | Wookoffice | 3.284 | 4.24 |  |  |  | ██ | 25.6536 |  | 1 | 1 | 1 | 1 | 1 | - | 1.1682 | 0.33701 | 1 | 0.88875 | 31.9871 | 4.1258 | 4.7092 | 6.4534 | 8.5934 | 9.1426 | 9.3718 | 9.7796 | 9.5463 | 6.9127 | 5.6432 | 4.1906 | 3.6984 | 4.3952 | 1.8095 | 13.8297 | 13.8297 |  | 418.6208 | 44 | 63 | 84 | 94 | 100 | 88 | 93 | 100 | 85 | 74 | 50 | 38 | 43 | 13 | 140 | 140 | 98.9328 | 7 | 11 | 21 | 32 | 44 | 52 | 49 | 38 | 24 | 16 | 8 | 5 | 6 | 5 | 53 | 53 | 232.1537 | 17 | 27 | 50 | 74 | 90 | 92 | 93 | 86 | 56 | 39 | 20 | 13 | 15 | 9 | 125 | 125 | 224.0417 | 15 | 27 | 48 | 72 | 100 | 96 | 99 | 85 | 55 | 34 | 18 | 11 | 11 | 6 | 119 | 119 | 269.3673 | 27.4245 | 40.0409 | 54.306 | 62.4622 | 69.5849 | 61.3453 | 64.8673 | 67.3068 | 55.6284 | 46.7903 | 31.2832 | 23.4876 | 26.2813 | 7.9985 | 93.8654 | 93.8654 |  | 0.76445 | 0.27564 | 0.85863 | 0.3096 | 0.5616 | 135 | 90 | 135/90 | #REF! | #REF! | #REF! | #REF! | #REF! | #REF! | #REF! | #REF! | #REF! | #REF! | #REF! | #REF! | #REF! | #REF! | #REF! | #REF! | #REF! | #REF! | #REF! | #REF! | #REF! | #REF! | #REF! | #REF! |  | 1.1232 | 0 | 0 | 1.1232 | 1.1232 | 0 | 0 | 1.1232 | 1.0401 | 0 | 0 | 1 | 0.67402 |  |  | Süd-West 90° | 225/90 | 225 | 90 | #REF! | #REF! | #REF! | #REF! | #REF! | #REF! | #REF! | #REF! | #REF! | #REF! | #REF! | #REF! | #REF! | 1.1232 | 1.0401
[8 empty] | 1 | Bay (West) | 247 | 90 | West | 0.71 | 1.83 | -1 | 18ud-ecoHaus Internorm Triple Light 3N2 48mm (4b/18ar/4/18ar/4b) | 38ud-ecoHaus Internorm KF410 P1 EPS Foam, non Certified ISO spacer |  | 0.5 | 0.5 | 0.92 | 0.033 | 0.1 | 0 | 0.04 | 0.05 | 0.075969 | 1.2993 | 0.76594 | 0.96718 | 58.95% | 0.92 | 0.92 | 0.92 | 0.92 | 0.112 | 0.112 | 0.142 | 0.112 | 0.17651 | 0.17651 | 0.10082 | 0.07952 | 0.53336 | 1.576 | 1.576 | 0.486 | 0.486 | 4.124 | 1.83 | 0 | 0.71 | 0.71 | 3.25 | 0.033 | 0.033 | 0.033 | 0.033 | 0.1 | 0 | 0.04 | 0.05 | Bay (West) | 4.124 | 3.25 |  |  |  | ██ | -23.1635 |  | 1 | 1 | 1 | 1 | 1 | - | 1.2567 | 0.38297 | 1 | 0.89549 | 31.9871 | 4.1258 | 4.7092 | 6.4534 | 8.5934 | 9.1426 | 9.3718 | 9.7796 | 9.5463 | 6.9127 | 5.6432 | 4.1906 | 3.6984 | 4.3952 | 1.8095 | 13.8297 | 13.8297 |  | 418.6208 | 44 | 63 | 84 | 94 | 100 | 88 | 93 | 100 | 85 | 74 | 50 | 38 | 43 | 13 | 140 | 140 | 98.9328 | 7 | 11 | 21 | 32 | 44 | 52 | 49 | 38 | 24 | 16 | 8 | 5 | 6 | 5 | 53 | 53 | 232.1537 | 17 | 27 | 50 | 74 | 90 | 92 | 93 | 86 | 56 | 39 | 20 | 13 | 15 | 9 | 125 | 125 | 224.0417 | 15 | 27 | 48 | 72 | 100 | 96 | 99 | 85 | 55 | 34 | 18 | 11 | 11 | 6 | 119 | 119 | 228.9927 | 19.6075 | 29.6308 | 48.0724 | 64.7265 | 74.9289 | 73.1684 | 75.0754 | 73.1881 | 51.8729 | 39.3922 | 22.712 | 15.9452 | 18.2486 | 8.1746 | 105.5959 | 105.5959 |  | 0.77715 | 0.19003 | 1.0098 | 0.2469 | 0.64965 | 225 | 90 | 225/90 | #REF! | #REF! | #REF! | #REF! | #REF! | #REF! | #REF! | #REF! | #REF! | #REF! | #REF! | #REF! | #REF! | #REF! | #REF! | #REF! | #REF! | #REF! | #REF! | #REF! | #REF! | #REF! | #REF! | #REF! |  | 1.2993 | 0 | 0 | 1.2993 | 1.2993 | 0 | 0 | 1.2993 | 0.96718 | 0 | 0 | 1 | 0.76594 |  |  | Ost 30° | 90/30 | 90 | 30 | #REF! | #REF! | #REF! | #REF! | #REF! | #REF! | #REF! | #REF! | #REF! | #REF! | #REF! | #REF! | #REF! | 1.2993 | 0.96718
[8 empty] | 1 | Bay (East) | 67 | 90 | East | 0.71 | 1.83 | -1 | 18ud-ecoHaus Internorm Triple Light 3N2 48mm (4b/18ar/4/18ar/4b) | 38ud-ecoHaus Internorm KF410 P1 EPS Foam, non Certified ISO spacer |  | 0.5 | 0.5 | 0.92 | 0.033 | 0 | 0.1 | 0.04 | 0.05 | 0.075969 | 1.2993 | 0.76594 | 0.96718 | 58.95% | 0.92 | 0.92 | 0.92 | 0.92 | 0.112 | 0.112 | 0.142 | 0.112 | 0.17651 | 0.17651 | 0.10082 | 0.07952 | 0.53336 | 1.576 | 1.576 | 0.486 | 0.486 | 4.124 | 0 | 1.83 | 0.71 | 0.71 | 3.25 | 0.033 | 0.033 | 0.033 | 0.033 | 0 | 0.1 | 0.04 | 0.05 | Bay (East) | 4.124 | 3.25 |  |  |  | ██ | -42.5365 |  | 1 | 1 | 1 | 1 | 1 | - | 1.2567 | 0.38297 | 1 | 0.89549 | 31.9871 | 4.1258 | 4.7092 | 6.4534 | 8.5934 | 9.1426 | 9.3718 | 9.7796 | 9.5463 | 6.9127 | 5.6432 | 4.1906 | 3.6984 | 4.3952 | 1.8095 | 13.8297 | 13.8297 |  | 418.6208 | 44 | 63 | 84 | 94 | 100 | 88 | 93 | 100 | 85 | 74 | 50 | 38 | 43 | 13 | 140 | 140 | 98.9328 | 7 | 11 | 21 | 32 | 44 | 52 | 49 | 38 | 24 | 16 | 8 | 5 | 6 | 5 | 53 | 53 | 232.1537 | 17 | 27 | 50 | 74 | 90 | 92 | 93 | 86 | 56 | 39 | 20 | 13 | 15 | 9 | 125 | 125 | 224.0417 | 15 | 27 | 48 | 72 | 100 | 96 | 99 | 85 | 55 | 34 | 18 | 11 | 11 | 6 | 119 | 119 | 127.5987 | 7.1242 | 14.0685 | 27.8079 | 44.7614 | 65.2199 | 65.2147 | 66.1375 | 53.928 | 32.9121 | 18.509 | 8.7323 | 4.659 | 4.3552 | 3.6653 | 75.3287 | 75.3287 |  | 0.77715 | 0.19003 | 1.0098 | 0.2469 | 0.64965 | 45 | 90 | 45/90 | #REF! | #REF! | #REF! | #REF! | #REF! | #REF! | #REF! | #REF! | #REF! | #REF! | #REF! | #REF! | #REF! | #REF! | #REF! | #REF! | #REF! | #REF! | #REF! | #REF! | #REF! | #REF! | #REF! | #REF! |  | 1.2993 | 0 | 0 | 1.2993 | 1.2993 | 0 | 0 | 1.2993 | 0.96718 | 0 | 0 | 1 | 0.76594 |  |  | Ost 45° | 90/45 | 90 | 45 | #REF! | #REF! | #REF! | #REF! | #REF! | #REF! | #REF! | #REF! | #REF! | #REF! | #REF! | #REF! | #REF! | 1.2993 | 0.96718
[8 empty] | 1 | Bay (front) | 157 | 90 | South | 2.16 | 1.8 | 6-South house wall | 18ud-ecoHaus Internorm Triple Light 3N2 48mm (4b/18ar/4/18ar/4b) | 38ud-ecoHaus Internorm KF410 P1 EPS Foam, non Certified ISO spacer |  | 0.5 | 0.5 | 0.92 | 0.033 | 0 | 0 | 0.04 | 0.05 | 0.045 | 3.888 | 2.9931 | 0.70578 | 76.98% | 0.92 | 0.92 | 0.92 | 0.92 | 0.112 | 0.112 | 0.142 | 0.112 | 0.17315 | 0.17315 | 0.30672 | 0.24192 | 0.89494 | 1.546 | 1.546 | 1.936 | 1.936 | 6.964 | 0 | 0 | 2.16 | 2.16 | 4.32 | 0.033 | 0.033 | 0.033 | 0.033 | 0 | 0 | 0.04 | 0.05 | Bay (front) | 6.964 | 4.32 |  | ██ |  |  | 240.2572 |  | 1 | 1 | 1 | 1 | 1 | - | 2.7441 | 1.4965 | 1 | 0.80185 | 31.9871 | 4.1258 | 4.7092 | 6.4534 | 8.5934 | 9.1426 | 9.3718 | 9.7796 | 9.5463 | 6.9127 | 5.6432 | 4.1906 | 3.6984 | 4.3952 | 1.8095 | 13.8297 | 13.8297 |  | 418.6208 | 44 | 63 | 84 | 94 | 100 | 88 | 93 | 100 | 85 | 74 | 50 | 38 | 43 | 13 | 140 | 140 | 98.9328 | 7 | 11 | 21 | 32 | 44 | 52 | 49 | 38 | 24 | 16 | 8 | 5 | 6 | 5 | 53 | 53 | 232.1537 | 17 | 27 | 50 | 74 | 90 | 92 | 93 | 86 | 56 | 39 | 20 | 13 | 15 | 9 | 125 | 125 | 224.0417 | 15 | 27 | 48 | 72 | 100 | 96 | 99 | 85 | 55 | 34 | 18 | 11 | 11 | 6 | 119 | 119 | 1196.1609 | 121.7822 | 177.8067 | 241.153 | 277.3714 | 309.0008 | 272.4119 | 288.0519 | 298.8846 | 247.025 | 207.7783 | 138.9172 | 104.2997 | 116.7057 | 35.5183 | 416.8216 | 416.8216 |  | 0.65578 | 0.05 | 2.5497 | 0.1944 | 1.944 | 135 | 90 | 135/90 | #REF! | #REF! | #REF! | #REF! | #REF! | #REF! | #REF! | #REF! | #REF! | #REF! | #REF! | #REF! | #REF! | #REF! | #REF! | #REF! | #REF! | #REF! | #REF! | #REF! | #REF! | #REF! | #REF! | #REF! |  | 3.888 | 0 | 0 | 3.888 | 3.888 | 0 | 0 | 3.888 | 0.70578 | 0 | 0 | 1 | 2.9931 |  |  | Ost 60° | 90/60 | 90 | 60 | #REF! | #REF! | #REF! | #REF! | #REF! | #REF! | #REF! | #REF! | #REF! | #REF! | #REF! | #REF! | #REF! | 3.888 | 0.70578
[8 empty] | 0 | Removed Bay (front) R opener | 157 | 90 | South | 2.16 | 1.8 | -1 | 02ud-Double Glazed - Existing | 16ud-Anglia PVC 2000 – Openable top R |  | 0.77 | 2.7 | 1.6 | 0.04 | 0 | 1 | 0.04 | 1 | 0.075294 |  |  |  |  | 1.6 | 1.6 | 1.6 | 1.6 | 0.095 | 0.078 | 0.078 | 0.095 | 0.15457 | 0.12691 | 0.16848 | 0.2052 | 0.65515 | 1.627 | 1.627 | 1.987 | 1.987 | 7.228 | 0 | 1.8 | 2.16 | 2.16 | 6.12 | 0.04 | 0.04 | 0.04 | 0.04 | 0 | 0.088 | 0.04 | 0.1 | Removed Bay (front) R opener | 0 | [7 empty] | 1 | 1 | 1 | 1 | 1 | - |  |  | 0 | 0.80185 | 31.9871 | 4.1258 | 4.7092 | 6.4534 | 8.5934 | 9.1426 | 9.3718 | 9.7796 | 9.5463 | 6.9127 | 5.6432 | 4.1906 | 3.6984 | 4.3952 | 1.8095 | 13.8297 | 13.8297 |  | 418.6208 | 44 | 63 | 84 | 94 | 100 | 88 | 93 | 100 | 85 | 74 | 50 | 38 | 43 | 13 | 140 | 140 | 98.9328 | 7 | 11 | 21 | 32 | 44 | 52 | 49 | 38 | 24 | 16 | 8 | 5 | 6 | 5 | 53 | 53 | 232.1537 | 17 | 27 | 50 | 74 | 90 | 92 | 93 | 86 | 56 | 39 | 20 | 13 | 15 | 9 | 125 | 125 | 224.0417 | 15 | 27 | 48 | 72 | 100 | 96 | 99 | 85 | 55 | 34 | 18 | 11 | 11 | 6 | 119 | 119 | [19 empty] | #VALUE! |  |  | #VALUE! | 135 | 90 | 135/90 | #REF! | #REF! | #REF! | #REF! | #REF! | #REF! | #REF! | #REF! | #REF! | #REF! | #REF! | #REF! | #REF! | #REF! | #REF! | #REF! | #REF! | #REF! | #REF! | #REF! | #REF! | #REF! | #REF! | #REF! |  | 0 | 0 | 0 | 0 | 0 | 0 | 0 | 0 | 0 | 0 | 0 | 1 | 0 |  |  | Ost 90° | 90/90 | 90 | 90 | #REF! | #REF! | #REF! | #REF! | #REF! | #REF! | #REF! | #REF! | #REF! | #REF! | #REF! | #REF! | #REF!
[8 empty] | 0 | Removed Bay (front) L fixed | 157 | 90 | South | 2.16 | 0.92 | -1 | 02ud-Double Glazed - Existing | 10ud-Anglia PVC 2000 - Fixed |  | 0.77 | 2.7 | 1.6 | 0.04 | 1 | 0 | 1 | 0 | 0.088 |  |  |  |  | 1.6 | 1.6 | 1.6 | 1.6 | 0.053 | 0.053 | 0.053 | 0.053 | 0.043142 | 0.043142 | 0.11448 | 0.11448 | 0.31524 | 0.814 | 0.814 | 2.054 | 2.054 | 5.736 | 0.92 | 0 | 2.16 | 0 | 3.08 | 0.04 | 0.04 | 0.04 | 0.04 | 0.088 | 0 | 0.088 | 0 | Removed Bay (front) L fixed | 0 | [7 empty] | 1 | 1 | 1 | 1 | 1 | - |  |  | 0 | 0.85499 | 31.9871 | 4.1258 | 4.7092 | 6.4534 | 8.5934 | 9.1426 | 9.3718 | 9.7796 | 9.5463 | 6.9127 | 5.6432 | 4.1906 | 3.6984 | 4.3952 | 1.8095 | 13.8297 | 13.8297 |  | 418.6208 | 44 | 63 | 84 | 94 | 100 | 88 | 93 | 100 | 85 | 74 | 50 | 38 | 43 | 13 | 140 | 140 | 98.9328 | 7 | 11 | 21 | 32 | 44 | 52 | 49 | 38 | 24 | 16 | 8 | 5 | 6 | 5 | 53 | 53 | 232.1537 | 17 | 27 | 50 | 74 | 90 | 92 | 93 | 86 | 56 | 39 | 20 | 13 | 15 | 9 | 125 | 125 | 224.0417 | 15 | 27 | 48 | 72 | 100 | 96 | 99 | 85 | 55 | 34 | 18 | 11 | 11 | 6 | 119 | 119 | [19 empty] | #VALUE! |  |  | #VALUE! | 135 | 90 | 135/90 | #REF! | #REF! | #REF! | #REF! | #REF! | #REF! | #REF! | #REF! | #REF! | #REF! | #REF! | #REF! | #REF! | #REF! | #REF! | #REF! | #REF! | #REF! | #REF! | #REF! | #REF! | #REF! | #REF! | #REF! |  | 0 | 0 | 0 | 0 | 0 | 0 | 0 | 0 | 0 | 0 | 0 | 1 | 0 |  |  | West 30° | 270/30 | 270 | 30 | #REF! | #REF! | #REF! | #REF! | #REF! | #REF! | #REF! | #REF! | #REF! | #REF! | #REF! | #REF! | #REF!
[8 empty] | 0 | Removed Bay (front) R fixed | 157 | 90 | South | 2.16 | 0.92 | -1 | 02ud-Double Glazed - Existing | 10ud-Anglia PVC 2000 - Fixed |  | 0.77 | 2.7 | 1.6 | 0.04 | 0 | 1 | 1 | 0 | 0.088 |  |  |  |  | 1.6 | 1.6 | 1.6 | 1.6 | 0.053 | 0.053 | 0.053 | 0.053 | 0.043142 | 0.043142 | 0.11448 | 0.11448 | 0.31524 | 0.814 | 0.814 | 2.054 | 2.054 | 5.736 | 0 | 0.92 | 2.16 | 0 | 3.08 | 0.04 | 0.04 | 0.04 | 0.04 | 0 | 0.088 | 0.088 | 0 | Removed Bay (front) R fixed | 0 | [7 empty] | 1 | 1 | 1 | 1 | 1 | - |  |  | 0 | 0.85499 | 31.9871 | 4.1258 | 4.7092 | 6.4534 | 8.5934 | 9.1426 | 9.3718 | 9.7796 | 9.5463 | 6.9127 | 5.6432 | 4.1906 | 3.6984 | 4.3952 | 1.8095 | 13.8297 | 13.8297 |  | 418.6208 | 44 | 63 | 84 | 94 | 100 | 88 | 93 | 100 | 85 | 74 | 50 | 38 | 43 | 13 | 140 | 140 | 98.9328 | 7 | 11 | 21 | 32 | 44 | 52 | 49 | 38 | 24 | 16 | 8 | 5 | 6 | 5 | 53 | 53 | 232.1537 | 17 | 27 | 50 | 74 | 90 | 92 | 93 | 86 | 56 | 39 | 20 | 13 | 15 | 9 | 125 | 125 | 224.0417 | 15 | 27 | 48 | 72 | 100 | 96 | 99 | 85 | 55 | 34 | 18 | 11 | 11 | 6 | 119 | 119 | [19 empty] | #VALUE! |  |  | #VALUE! | 135 | 90 | 135/90 | #REF! | #REF! | #REF! | #REF! | #REF! | #REF! | #REF! | #REF! | #REF! | #REF! | #REF! | #REF! | #REF! | #REF! | #REF! | #REF! | #REF! | #REF! | #REF! | #REF! | #REF! | #REF! | #REF! | #REF! |  | 0 | 0 | 0 | 0 | 0 | 0 | 0 | 0 | 0 | 0 | 0 | 1 | 0 |  |  | West 45° | 270/45 | 270 | 45 | #REF! | #REF! | #REF! | #REF! | #REF! | #REF! | #REF! | #REF! | #REF! | #REF! | #REF! | #REF! | #REF!
[8 empty] | 1 | Lounge L fixed | 157 | 90 | South | 1.06 | 1.08 | 6-South house wall | 18ud-ecoHaus Internorm Triple Light 3N2 48mm (4b/18ar/4/18ar/4b) | 38ud-ecoHaus Internorm KF410 P1 EPS Foam, non Certified ISO spacer |  | 0.5 | 0.5 | 0.92 | 0.033 | 0.1 | 0 | 0.04 | 0.05 | 0.063562 | 1.1448 | 0.69054 | 0.94015 | 60.32% | 0.92 | 0.92 | 0.92 | 0.92 | 0.112 | 0.112 | 0.142 | 0.112 | 0.092512 | 0.092512 | 0.15052 | 0.11872 | 0.45426 | 0.826 | 0.826 | 0.836 | 0.836 | 3.324 | 1.08 | 0 | 1.06 | 1.06 | 3.2 | 0.033 | 0.033 | 0.033 | 0.033 | 0.1 | 0 | 0.04 | 0.05 | Lounge L fixed | 3.324 | 3.2 |  |  |  | ██ | 8.7807 |  | 1 | 1 | 1 | 1 | 1 | - | 1.0763 | 0.34527 | 1 | 0.88693 | 31.9871 | 4.1258 | 4.7092 | 6.4534 | 8.5934 | 9.1426 | 9.3718 | 9.7796 | 9.5463 | 6.9127 | 5.6432 | 4.1906 | 3.6984 | 4.3952 | 1.8095 | 13.8297 | 13.8297 |  | 418.6208 | 44 | 63 | 84 | 94 | 100 | 88 | 93 | 100 | 85 | 74 | 50 | 38 | 43 | 13 | 140 | 140 | 98.9328 | 7 | 11 | 21 | 32 | 44 | 52 | 49 | 38 | 24 | 16 | 8 | 5 | 6 | 5 | 53 | 53 | 232.1537 | 17 | 27 | 50 | 74 | 90 | 92 | 93 | 86 | 56 | 39 | 20 | 13 | 15 | 9 | 125 | 125 | 224.0417 | 15 | 27 | 48 | 72 | 100 | 96 | 99 | 85 | 55 | 34 | 18 | 11 | 11 | 6 | 119 | 119 | 275.9695 | 28.0967 | 41.0223 | 55.6371 | 63.9931 | 71.2904 | 62.8489 | 66.4572 | 68.9565 | 56.9918 | 47.9371 | 32.05 | 24.0633 | 26.9255 | 8.1945 | 96.166 | 96.166 |  | 0.76248 | 0.17767 | 0.87288 | 0.2034 | 0.5724 | 135 | 90 | 135/90 | #REF! | #REF! | #REF! | #REF! | #REF! | #REF! | #REF! | #REF! | #REF! | #REF! | #REF! | #REF! | #REF! | #REF! | #REF! | #REF! | #REF! | #REF! | #REF! | #REF! | #REF! | #REF! | #REF! | #REF! |  | 1.1448 | 0 | 0 | 1.1448 | 1.1448 | 0 | 0 | 1.1448 | 0.94015 | 0 | 0 | 1 | 0.69054 |  |  | West 60° | 270/60 | 270 | 60 | #REF! | #REF! | #REF! | #REF! | #REF! | #REF! | #REF! | #REF! | #REF! | #REF! | #REF! | #REF! | #REF! | 1.1448 | 0.94015
[8 empty] | 1 | Lounge R opener | 157 | 90 | South | 1.06 | 1.08 | 6-South house wall | 18ud-ecoHaus Internorm Triple Light 3N2 48mm (4b/18ar/4/18ar/4b) | 38ud-ecoHaus Internorm KF410 P1 EPS Foam, non Certified ISO spacer |  | 0.5 | 0.5 | 0.92 | 0.033 | 0 | 0.1 | 0.04 | 0.05 | 0.063562 | 1.1448 | 0.69054 | 0.94015 | 60.32% | 0.92 | 0.92 | 0.92 | 0.92 | 0.112 | 0.112 | 0.142 | 0.112 | 0.092512 | 0.092512 | 0.15052 | 0.11872 | 0.45426 | 0.826 | 0.826 | 0.836 | 0.836 | 3.324 | 0 | 1.08 | 1.06 | 1.06 | 3.2 | 0.033 | 0.033 | 0.033 | 0.033 | 0 | 0.1 | 0.04 | 0.05 | Lounge R opener | 3.324 | 3.2 |  |  |  | ██ | 8.7807 |  | 1 | 1 | 1 | 1 | 1 | - | 1.0763 | 0.34527 | 1 | 0.88693 | 31.9871 | 4.1258 | 4.7092 | 6.4534 | 8.5934 | 9.1426 | 9.3718 | 9.7796 | 9.5463 | 6.9127 | 5.6432 | 4.1906 | 3.6984 | 4.3952 | 1.8095 | 13.8297 | 13.8297 |  | 418.6208 | 44 | 63 | 84 | 94 | 100 | 88 | 93 | 100 | 85 | 74 | 50 | 38 | 43 | 13 | 140 | 140 | 98.9328 | 7 | 11 | 21 | 32 | 44 | 52 | 49 | 38 | 24 | 16 | 8 | 5 | 6 | 5 | 53 | 53 | 232.1537 | 17 | 27 | 50 | 74 | 90 | 92 | 93 | 86 | 56 | 39 | 20 | 13 | 15 | 9 | 125 | 125 | 224.0417 | 15 | 27 | 48 | 72 | 100 | 96 | 99 | 85 | 55 | 34 | 18 | 11 | 11 | 6 | 119 | 119 | 275.9695 | 28.0967 | 41.0223 | 55.6371 | 63.9931 | 71.2904 | 62.8489 | 66.4572 | 68.9565 | 56.9918 | 47.9371 | 32.05 | 24.0633 | 26.9255 | 8.1945 | 96.166 | 96.166 |  | 0.76248 | 0.17767 | 0.87288 | 0.2034 | 0.5724 | 135 | 90 | 135/90 | #REF! | #REF! | #REF! | #REF! | #REF! | #REF! | #REF! | #REF! | #REF! | #REF! | #REF! | #REF! | #REF! | #REF! | #REF! | #REF! | #REF! | #REF! | #REF! | #REF! | #REF! | #REF! | #REF! | #REF! |  | 1.1448 | 0 | 0 | 1.1448 | 1.1448 | 0 | 0 | 1.1448 | 0.94015 | 0 | 0 | 1 | 0.69054 |  |  | West 90° | 270/90 | 270 | 90 | #REF! | #REF! | #REF! | #REF! | #REF! | #REF! | #REF! | #REF! | #REF! | #REF! | #REF! | #REF! | #REF! | 1.1448 | 0.94015
[8 empty] | 1 | Bedroom R fixed | 157 | 90 | South | 1.06 | 1.08 | 6-South house wall | 18ud-ecoHaus Internorm Triple Light 3N2 48mm (4b/18ar/4/18ar/4b) | 38ud-ecoHaus Internorm KF410 P1 EPS Foam, non Certified ISO spacer |  | 0.5 | 0.5 | 0.92 | 0.033 | 0.1 | 0 | 0.04 | 0.05 | 0.063562 | 1.1448 | 0.69054 | 0.94015 | 60.32% | 0.92 | 0.92 | 0.92 | 0.92 | 0.112 | 0.112 | 0.142 | 0.112 | 0.092512 | 0.092512 | 0.15052 | 0.11872 | 0.45426 | 0.826 | 0.826 | 0.836 | 0.836 | 3.324 | 1.08 | 0 | 1.06 | 1.06 | 3.2 | 0.033 | 0.033 | 0.033 | 0.033 | 0.1 | 0 | 0.04 | 0.05 | Bedroom R fixed | 3.324 | 3.2 |  |  |  | ██ | 37.0491 |  | 1 | 1 | 1 | 1 | 1 | - | 1.0763 | 0.34527 | 1 | 0.88693 | 31.9871 | 4.1258 | 4.7092 | 6.4534 | 8.5934 | 9.1426 | 9.3718 | 9.7796 | 9.5463 | 6.9127 | 5.6432 | 4.1906 | 3.6984 | 4.3952 | 1.8095 | 13.8297 | 13.8297 |  | 418.6208 | 44 | 63 | 84 | 94 | 100 | 88 | 93 | 100 | 85 | 74 | 50 | 38 | 43 | 13 | 140 | 140 | 98.9328 | 7 | 11 | 21 | 32 | 44 | 52 | 49 | 38 | 24 | 16 | 8 | 5 | 6 | 5 | 53 | 53 | 232.1537 | 17 | 27 | 50 | 74 | 90 | 92 | 93 | 86 | 56 | 39 | 20 | 13 | 15 | 9 | 125 | 125 | 224.0417 | 15 | 27 | 48 | 72 | 100 | 96 | 99 | 85 | 55 | 34 | 18 | 11 | 11 | 6 | 119 | 119 | 275.9695 | 28.0967 | 41.0223 | 55.6371 | 63.9931 | 71.2904 | 62.8489 | 66.4572 | 68.9565 | 56.9918 | 47.9371 | 32.05 | 24.0633 | 26.9255 | 8.1945 | 96.166 | 96.166 |  | 0.76248 | 0.17767 | 0.87288 | 0.2034 | 0.5724 | 135 | 90 | 135/90 | #REF! | #REF! | #REF! | #REF! | #REF! | #REF! | #REF! | #REF! | #REF! | #REF! | #REF! | #REF! | #REF! | #REF! | #REF! | #REF! | #REF! | #REF! | #REF! | #REF! | #REF! | #REF! | #REF! | #REF! |  | 1.1448 | 0 | 0 | 1.1448 | 1.1448 | 0 | 0 | 1.1448 | 0.94015 | 0 | 0 | 1 | 0.69054 |  |  | Nord-West 30° | 315/30 | 315 | 30 | #REF! | #REF! | #REF! | #REF! | #REF! | #REF! | #REF! | #REF! | #REF! | #REF! | #REF! | #REF! | #REF! | 1.1448 | 0.94015
[8 empty] | 1 | Bedroom L opener | 157 | 90 | South | 1.06 | 1.08 | 6-South house wall | 18ud-ecoHaus Internorm Triple Light 3N2 48mm (4b/18ar/4/18ar/4b) | 38ud-ecoHaus Internorm KF410 P1 EPS Foam, non Certified ISO spacer |  | 0.5 | 0.5 | 0.92 | 0.033 | 0 | 0.1 | 0.04 | 0.05 | 0.063562 | 1.1448 | 0.69054 | 0.94015 | 60.32% | 0.92 | 0.92 | 0.92 | 0.92 | 0.112 | 0.112 | 0.142 | 0.112 | 0.092512 | 0.092512 | 0.15052 | 0.11872 | 0.45426 | 0.826 | 0.826 | 0.836 | 0.836 | 3.324 | 0 | 1.08 | 1.06 | 1.06 | 3.2 | 0.033 | 0.033 | 0.033 | 0.033 | 0 | 0.1 | 0.04 | 0.05 | Bedroom L opener | 3.324 | 3.2 |  |  |  | ██ | 34.3473 |  | 1 | 1 | 1 | 1 | 1 | - | 1.0763 | 0.34527 | 1 | 0.88693 | 31.9871 | 4.1258 | 4.7092 | 6.4534 | 8.5934 | 9.1426 | 9.3718 | 9.7796 | 9.5463 | 6.9127 | 5.6432 | 4.1906 | 3.6984 | 4.3952 | 1.8095 | 13.8297 | 13.8297 |  | 418.6208 | 44 | 63 | 84 | 94 | 100 | 88 | 93 | 100 | 85 | 74 | 50 | 38 | 43 | 13 | 140 | 140 | 98.9328 | 7 | 11 | 21 | 32 | 44 | 52 | 49 | 38 | 24 | 16 | 8 | 5 | 6 | 5 | 53 | 53 | 232.1537 | 17 | 27 | 50 | 74 | 90 | 92 | 93 | 86 | 56 | 39 | 20 | 13 | 15 | 9 | 125 | 125 | 224.0417 | 15 | 27 | 48 | 72 | 100 | 96 | 99 | 85 | 55 | 34 | 18 | 11 | 11 | 6 | 119 | 119 | 275.9695 | 28.0967 | 41.0223 | 55.6371 | 63.9931 | 71.2904 | 62.8489 | 66.4572 | 68.9565 | 56.9918 | 47.9371 | 32.05 | 24.0633 | 26.9255 | 8.1945 | 96.166 | 96.166 |  | 0.76248 | 0.17767 | 0.87288 | 0.2034 | 0.5724 | 135 | 90 | 135/90 | #REF! | #REF! | #REF! | #REF! | #REF! | #REF! | #REF! | #REF! | #REF! | #REF! | #REF! | #REF! | #REF! | #REF! | #REF! | #REF! | #REF! | #REF! | #REF! | #REF! | #REF! | #REF! | #REF! | #REF! |  | 1.1448 | 0 | 0 | 1.1448 | 1.1448 | 0 | 0 | 1.1448 | 0.94015 | 0 | 0 | 1 | 0.69054 |  |  | Nord-West 45° | 315/45 | 315 | 45 | #REF! | #REF! | #REF! | #REF! | #REF! | #REF! | #REF! | #REF! | #REF! | #REF! | #REF! | #REF! | #REF! | 1.1448 | 0.94015
[8 empty] | 0 | Removed Bedroom bottom L opener | 157 | 90 | South | 1.06 | 1.08 | 6-South house wall | 02ud-Double Glazed - Existing | 12ud-Anglia PVC 2000 – Openable RHS |  | 0.77 | 2.7 | 1.6 | 0.04 | 0 | 1 | 1 | 0 | 0.088 |  |  |  |  | 1.6 | 1.6 | 1.6 | 1.6 | 0.078 | 0.095 | 0.095 | 0.095 | 0.06942 | 0.08455 | 0.1007 | 0.1007 | 0.35537 | 0.89 | 0.89 | 0.887 | 0.887 | 3.554 | 0 | 1.08 | 1.06 | 0 | 2.14 | 0.04 | 0.04 | 0.04 | 0.04 | 0 | 0.088 | 0.088 | 0 | Removed Bedroom bottom L opener | 0 | [7 empty] | 1 | 1 | 1 | 1 | 1 | - |  |  | 0 | 0.88693 | 31.9871 | 4.1258 | 4.7092 | 6.4534 | 8.5934 | 9.1426 | 9.3718 | 9.7796 | 9.5463 | 6.9127 | 5.6432 | 4.1906 | 3.6984 | 4.3952 | 1.8095 | 13.8297 | 13.8297 |  | 418.6208 | 44 | 63 | 84 | 94 | 100 | 88 | 93 | 100 | 85 | 74 | 50 | 38 | 43 | 13 | 140 | 140 | 98.9328 | 7 | 11 | 21 | 32 | 44 | 52 | 49 | 38 | 24 | 16 | 8 | 5 | 6 | 5 | 53 | 53 | 232.1537 | 17 | 27 | 50 | 74 | 90 | 92 | 93 | 86 | 56 | 39 | 20 | 13 | 15 | 9 | 125 | 125 | 224.0417 | 15 | 27 | 48 | 72 | 100 | 96 | 99 | 85 | 55 | 34 | 18 | 11 | 11 | 6 | 119 | 119 | [19 empty] | #VALUE! |  |  | #VALUE! | 135 | 90 | 135/90 | #REF! | #REF! | #REF! | #REF! | #REF! | #REF! | #REF! | #REF! | #REF! | #REF! | #REF! | #REF! | #REF! | #REF! | #REF! | #REF! | #REF! | #REF! | #REF! | #REF! | #REF! | #REF! | #REF! | #REF! |  | 0 | 0 | 0 | 0 | 0 | 0 | 0 | 0 | 0 | 0 | 0 | 1 | 0 |  |  | Nord-West 60° | 315/60 | 315 | 60 | #REF! | #REF! | #REF! | #REF! | #REF! | #REF! | #REF! | #REF! | #REF! | #REF! | #REF! | #REF! | #REF!
[72 empty] | 0 | 0 | 0 | 0 | 0 | - |  |  | 0 | #DIV/0! | 31.9871 | 4.1258 | 4.7092 | 6.4534 | 8.5934 | 9.1426 | 9.3718 | 9.7796 | 9.5463 | 6.9127 | 5.6432 | 4.1906 | 3.6984 | 4.3952 | 1.8095 | 13.8297 | 13.8297 |  | 341.6372 | 21 | 38 | 74 | 115 | 157 | 155 | 156 | 136 | 86 | 54 | 26 | 16 | 18 | 12 | 186 | 186 | 341.6372 | 21 | 38 | 74 | 115 | 157 | 155 | 156 | 136 | 86 | 54 | 26 | 16 | 18 | 12 | 186 | 186 | 341.6372 | 21 | 38 | 74 | 115 | 157 | 155 | 156 | 136 | 86 | 54 | 26 | 16 | 18 | 12 | 186 | 186 | 341.6372 | 21 | 38 | 74 | 115 | 157 | 155 | 156 | 136 | 86 | 54 | 26 | 16 | 18 | 12 | 186 | 186 | [51 empty] | 0 | 0 | 0 | 0 | 0 | 0 | 0 | 0 | 0 | 0 | 0 | 0 | 0 |  |  | Nord-West 90° | 315/90 | 315 | 90 | #REF! | #REF! | #REF! | #REF! | #REF! | #REF! | #REF! | #REF! | #REF! | #REF! | #REF! | #REF! | #REF!
[8 empty] | 0 | Extension door | 67 | 90 | East | 1 | 2.1 | 18-East wall unins downstairs | 02ud-Double Glazed - Existing | 25ud-Extension PVC Door |  | 0.77 | 2.7 | 1.6 | 0 | 1 | 0 | 1 | 1 | 0.090927 |  |  |  |  | 1.6 | 1.6 | 1.6 | 1.6 | 0.145 | 0.145 | 0.145 | 0.145 | 0.26245 | 0.26245 | 0.145 | 0.145 | 0.8149 | 1.81 | 1.81 | 0.71 | 0.71 | 5.04 | 2.1 | 0 | 1 | 1 | 4.1 | 0 | 0 | 0 | 0 | 0.088 | 0 | 0.088 | 0.1 | Extension door | 0 | [7 empty] | 1 | 1 | 1 | 1 | 1 | - |  |  | 0 | 0.84762 | 31.9871 | 4.1258 | 4.7092 | 6.4534 | 8.5934 | 9.1426 | 9.3718 | 9.7796 | 9.5463 | 6.9127 | 5.6432 | 4.1906 | 3.6984 | 4.3952 | 1.8095 | 13.8297 | 13.8297 |  | 418.6208 | 44 | 63 | 84 | 94 | 100 | 88 | 93 | 100 | 85 | 74 | 50 | 38 | 43 | 13 | 140 | 140 | 98.9328 | 7 | 11 | 21 | 32 | 44 | 52 | 49 | 38 | 24 | 16 | 8 | 5 | 6 | 5 | 53 | 53 | 232.1537 | 17 | 27 | 50 | 74 | 90 | 92 | 93 | 86 | 56 | 39 | 20 | 13 | 15 | 9 | 125 | 125 | 224.0417 | 15 | 27 | 48 | 72 | 100 | 96 | 99 | 85 | 55 | 34 | 18 | 11 | 11 | 6 | 119 | 119 | [19 empty] | #VALUE! |  |  | #VALUE! | 45 | 90 | 45/90 | #REF! | #REF! | #REF! | #REF! | #REF! | #REF! | #REF! | #REF! | #REF! | #REF! | #REF! | #REF! | #REF! | #REF! | #REF! | #REF! | #REF! | #REF! | #REF! | #REF! | #REF! | #REF! | #REF! | #REF! |  | 0 | 0 | 0 | 0 | 0 | 0 | 0 | 0 | 0 | 0 | 0 | 1 | 0 |  |  | Nord-Ost 30° | 45/30 | 45 | 30 | #REF! | #REF! | #REF! | #REF! | #REF! | #REF! | #REF! | #REF! | #REF! | #REF! | #REF! | #REF! | #REF!
[72 empty] | 0 | 0 | 0 | 0 | 0 | - |  |  | 0 | #DIV/0! | 31.9871 | 4.1258 | 4.7092 | 6.4534 | 8.5934 | 9.1426 | 9.3718 | 9.7796 | 9.5463 | 6.9127 | 5.6432 | 4.1906 | 3.6984 | 4.3952 | 1.8095 | 13.8297 | 13.8297 |  | 341.6372 | 21 | 38 | 74 | 115 | 157 | 155 | 156 | 136 | 86 | 54 | 26 | 16 | 18 | 12 | 186 | 186 | 341.6372 | 21 | 38 | 74 | 115 | 157 | 155 | 156 | 136 | 86 | 54 | 26 | 16 | 18 | 12 | 186 | 186 | 341.6372 | 21 | 38 | 74 | 115 | 157 | 155 | 156 | 136 | 86 | 54 | 26 | 16 | 18 | 12 | 186 | 186 | 341.6372 | 21 | 38 | 74 | 115 | 157 | 155 | 156 | 136 | 86 | 54 | 26 | 16 | 18 | 12 | 186 | 186 | [51 empty] | 0 | 0 | 0 | 0 | 0 | 0 | 0 | 0 | 0 | 0 | 0 | 0 | 0 |  |  | Nord-Ost 45° | 45/45 | 45 | 45 | #REF! | #REF! | #REF! | #REF! | #REF! | #REF! | #REF! | #REF! | #REF! | #REF! | #REF! | #REF! | #REF!
[72 empty] | 0 | 0 | 0 | 0 | 0 | - |  |  | 0 | #DIV/0! | 31.9871 | 4.1258 | 4.7092 | 6.4534 | 8.5934 | 9.1426 | 9.3718 | 9.7796 | 9.5463 | 6.9127 | 5.6432 | 4.1906 | 3.6984 | 4.3952 | 1.8095 | 13.8297 | 13.8297 |  | 341.6372 | 21 | 38 | 74 | 115 | 157 | 155 | 156 | 136 | 86 | 54 | 26 | 16 | 18 | 12 | 186 | 186 | 341.6372 | 21 | 38 | 74 | 115 | 157 | 155 | 156 | 136 | 86 | 54 | 26 | 16 | 18 | 12 | 186 | 186 | 341.6372 | 21 | 38 | 74 | 115 | 157 | 155 | 156 | 136 | 86 | 54 | 26 | 16 | 18 | 12 | 186 | 186 | 341.6372 | 21 | 38 | 74 | 115 | 157 | 155 | 156 | 136 | 86 | 54 | 26 | 16 | 18 | 12 | 186 | 186 | [51 empty] | 0 | 0 | 0 | 0 | 0 | 0 | 0 | 0 | 0 | 0 | 0 | 0 | 0 |  |  | Nord-Ost 60° | 45/60 | 45 | 60 | #REF! | #REF! | #REF! | #REF! | #REF! | #REF! | #REF! | #REF! | #REF! | #REF! | #REF! | #REF! | #REF!
[72 empty] | 0 | 0 | 0 | 0 | 0 | - |  |  | 0 | #DIV/0! | 31.9871 | 4.1258 | 4.7092 | 6.4534 | 8.5934 | 9.1426 | 9.3718 | 9.7796 | 9.5463 | 6.9127 | 5.6432 | 4.1906 | 3.6984 | 4.3952 | 1.8095 | 13.8297 | 13.8297 |  | 341.6372 | 21 | 38 | 74 | 115 | 157 | 155 | 156 | 136 | 86 | 54 | 26 | 16 | 18 | 12 | 186 | 186 | 341.6372 | 21 | 38 | 74 | 115 | 157 | 155 | 156 | 136 | 86 | 54 | 26 | 16 | 18 | 12 | 186 | 186 | 341.6372 | 21 | 38 | 74 | 115 | 157 | 155 | 156 | 136 | 86 | 54 | 26 | 16 | 18 | 12 | 186 | 186 | 341.6372 | 21 | 38 | 74 | 115 | 157 | 155 | 156 | 136 | 86 | 54 | 26 | 16 | 18 | 12 | 186 | 186 | [51 empty] | 0 | 0 | 0 | 0 | 0 | 0 | 0 | 0 | 0 | 0 | 0 | 0 | 0 |  |  | Nord-Ost 90° | 45/90 | 45 | 90 | #REF! | #REF! | #REF! | #REF! | #REF! | #REF! | #REF! | #REF! | #REF! | #REF! | #REF! | #REF! | #REF!
[72 empty] | 0 | 0 | 0 | 0 | 0 | - |  |  | 0 | #DIV/0! | 31.9871 | 4.1258 | 4.7092 | 6.4534 | 8.5934 | 9.1426 | 9.3718 | 9.7796 | 9.5463 | 6.9127 | 5.6432 | 4.1906 | 3.6984 | 4.3952 | 1.8095 | 13.8297 | 13.8297 |  | 341.6372 | 21 | 38 | 74 | 115 | 157 | 155 | 156 | 136 | 86 | 54 | 26 | 16 | 18 | 12 | 186 | 186 | 341.6372 | 21 | 38 | 74 | 115 | 157 | 155 | 156 | 136 | 86 | 54 | 26 | 16 | 18 | 12 | 186 | 186 | 341.6372 | 21 | 38 | 74 | 115 | 157 | 155 | 156 | 136 | 86 | 54 | 26 | 16 | 18 | 12 | 186 | 186 | 341.6372 | 21 | 38 | 74 | 115 | 157 | 155 | 156 | 136 | 86 | 54 | 26 | 16 | 18 | 12 | 186 | 186 | [51 empty] | 0 | 0 | 0 | 0 | 0 | 0 | 0 | 0 | 0 | 0 | 0 | 0 | 0 |  |  | Nord 30° | 0/30 | 0 | 30 | #REF! | #REF! | #REF! | #REF! | #REF! | #REF! | #REF! | #REF! | #REF! | #REF! | #REF! | #REF! | #REF!
[72 empty] | 0 | 0 | 0 | 0 | 0 | - |  |  | 0 | #DIV/0! | 31.9871 | 4.1258 | 4.7092 | 6.4534 | 8.5934 | 9.1426 | 9.3718 | 9.7796 | 9.5463 | 6.9127 | 5.6432 | 4.1906 | 3.6984 | 4.3952 | 1.8095 | 13.8297 | 13.8297 |  | 341.6372 | 21 | 38 | 74 | 115 | 157 | 155 | 156 | 136 | 86 | 54 | 26 | 16 | 18 | 12 | 186 | 186 | 341.6372 | 21 | 38 | 74 | 115 | 157 | 155 | 156 | 136 | 86 | 54 | 26 | 16 | 18 | 12 | 186 | 186 | 341.6372 | 21 | 38 | 74 | 115 | 157 | 155 | 156 | 136 | 86 | 54 | 26 | 16 | 18 | 12 | 186 | 186 | 341.6372 | 21 | 38 | 74 | 115 | 157 | 155 | 156 | 136 | 86 | 54 | 26 | 16 | 18 | 12 | 186 | 186 | [51 empty] | 0 | 0 | 0 | 0 | 0 | 0 | 0 | 0 | 0 | 0 | 0 | 0 | 0 |  |  | Nord 45° | 0/45 | 0 | 45 | #REF! | #REF! | #REF! | #REF! | #REF! | #REF! | #REF! | #REF! | #REF! | #REF! | #REF! | #REF! | #REF!
[72 empty] | 0 | 0 | 0 | 0 | 0 | - |  |  | 0 | #DIV/0! | 31.9871 | 4.1258 | 4.7092 | 6.4534 | 8.5934 | 9.1426 | 9.3718 | 9.7796 | 9.5463 | 6.9127 | 5.6432 | 4.1906 | 3.6984 | 4.3952 | 1.8095 | 13.8297 | 13.8297 |  | 341.6372 | 21 | 38 | 74 | 115 | 157 | 155 | 156 | 136 | 86 | 54 | 26 | 16 | 18 | 12 | 186 | 186 | 341.6372 | 21 | 38 | 74 | 115 | 157 | 155 | 156 | 136 | 86 | 54 | 26 | 16 | 18 | 12 | 186 | 186 | 341.6372 | 21 | 38 | 74 | 115 | 157 | 155 | 156 | 136 | 86 | 54 | 26 | 16 | 18 | 12 | 186 | 186 | 341.6372 | 21 | 38 | 74 | 115 | 157 | 155 | 156 | 136 | 86 | 54 | 26 | 16 | 18 | 12 | 186 | 186 | [51 empty] | 0 | 0 | 0 | 0 | 0 | 0 | 0 | 0 | 0 | 0 | 0 | 0 | 0 |  |  | Nord 60° | 0/60 | 0 | 60 | #REF! | #REF! | #REF! | #REF! | #REF! | #REF! | #REF! | #REF! | #REF! | #REF! | #REF! | #REF! | #REF!
[72 empty] | 0 | 0 | 0 | 0 | 0 | - |  |  | 0 | #DIV/0! | 31.9871 | 4.1258 | 4.7092 | 6.4534 | 8.5934 | 9.1426 | 9.3718 | 9.7796 | 9.5463 | 6.9127 | 5.6432 | 4.1906 | 3.6984 | 4.3952 | 1.8095 | 13.8297 | 13.8297 |  | 341.6372 | 21 | 38 | 74 | 115 | 157 | 155 | 156 | 136 | 86 | 54 | 26 | 16 | 18 | 12 | 186 | 186 | 341.6372 | 21 | 38 | 74 | 115 | 157 | 155 | 156 | 136 | 86 | 54 | 26 | 16 | 18 | 12 | 186 | 186 | 341.6372 | 21 | 38 | 74 | 115 | 157 | 155 | 156 | 136 | 86 | 54 | 26 | 16 | 18 | 12 | 186 | 186 | 341.6372 | 21 | 38 | 74 | 115 | 157 | 155 | 156 | 136 | 86 | 54 | 26 | 16 | 18 | 12 | 186 | 186 | [51 empty] | 0 | 0 | 0 | 0 | 0 | 0 | 0 | 0 | 0 | 0 | 0 | 0 | 0 |  |  | Nord 90° | 0/90 | 0 | 90 | #REF! | #REF! | #REF! | #REF! | #REF! | #REF! | #REF! | #REF! | #REF! | #REF! | #REF! | #REF! | #REF!
[72 empty] | 0 | 0 | 0 | 0 | 0 | - |  |  | 0 | #DIV/0! | 31.9871 | 4.1258 | 4.7092 | 6.4534 | 8.5934 | 9.1426 | 9.3718 | 9.7796 | 9.5463 | 6.9127 | 5.6432 | 4.1906 | 3.6984 | 4.3952 | 1.8095 | 13.8297 | 13.8297 |  | 341.6372 | 21 | 38 | 74 | 115 | 157 | 155 | 156 | 136 | 86 | 54 | 26 | 16 | 18 | 12 | 186 | 186 | 341.6372 | 21 | 38 | 74 | 115 | 157 | 155 | 156 | 136 | 86 | 54 | 26 | 16 | 18 | 12 | 186 | 186 | 341.6372 | 21 | 38 | 74 | 115 | 157 | 155 | 156 | 136 | 86 | 54 | 26 | 16 | 18 | 12 | 186 | 186 | 341.6372 | 21 | 38 | 74 | 115 | 157 | 155 | 156 | 136 | 86 | 54 | 26 | 16 | 18 | 12 | 186 | 186 | [51 empty] | 0 | 0 | 0 | 0 | 0 | 0 | 0 | 0 | 0 | 0 | 0 | 0 | 0
[72 empty] | 0 | 0 | 0 | 0 | 0 | - |  |  | 0 | #DIV/0! | 31.9871 | 4.1258 | 4.7092 | 6.4534 | 8.5934 | 9.1426 | 9.3718 | 9.7796 | 9.5463 | 6.9127 | 5.6432 | 4.1906 | 3.6984 | 4.3952 | 1.8095 | 13.8297 | 13.8297 |  | 341.6372 | 21 | 38 | 74 | 115 | 157 | 155 | 156 | 136 | 86 | 54 | 26 | 16 | 18 | 12 | 186 | 186 | 341.6372 | 21 | 38 | 74 | 115 | 157 | 155 | 156 | 136 | 86 | 54 | 26 | 16 | 18 | 12 | 186 | 186 | 341.6372 | 21 | 38 | 74 | 115 | 157 | 155 | 156 | 136 | 86 | 54 | 26 | 16 | 18 | 12 | 186 | 186 | 341.6372 | 21 | 38 | 74 | 115 | 157 | 155 | 156 | 136 | 86 | 54 | 26 | 16 | 18 | 12 | 186 | 186 | [51 empty] | 0 | 0 | 0 | 0 | 0 | 0 | 0 | 0 | 0 | 0 | 0 | 0 | 0
[72 empty] | 0 | 0 | 0 | 0 | 0 | - |  |  | 0 | #DIV/0! | 31.9871 | 4.1258 | 4.7092 | 6.4534 | 8.5934 | 9.1426 | 9.3718 | 9.7796 | 9.5463 | 6.9127 | 5.6432 | 4.1906 | 3.6984 | 4.3952 | 1.8095 | 13.8297 | 13.8297 |  | 341.6372 | 21 | 38 | 74 | 115 | 157 | 155 | 156 | 136 | 86 | 54 | 26 | 16 | 18 | 12 | 186 | 186 | 341.6372 | 21 | 38 | 74 | 115 | 157 | 155 | 156 | 136 | 86 | 54 | 26 | 16 | 18 | 12 | 186 | 186 | 341.6372 | 21 | 38 | 74 | 115 | 157 | 155 | 156 | 136 | 86 | 54 | 26 | 16 | 18 | 12 | 186 | 186 | 341.6372 | 21 | 38 | 74 | 115 | 157 | 155 | 156 | 136 | 86 | 54 | 26 | 16 | 18 | 12 | 186 | 186 | [51 empty] | 0 | 0 | 0 | 0 | 0 | 0 | 0 | 0 | 0 | 0 | 0 | 0 | 0
[72 empty] | 0 | 0 | 0 | 0 | 0 | - |  |  | 0 | #DIV/0! | 31.9871 | 4.1258 | 4.7092 | 6.4534 | 8.5934 | 9.1426 | 9.3718 | 9.7796 | 9.5463 | 6.9127 | 5.6432 | 4.1906 | 3.6984 | 4.3952 | 1.8095 | 13.8297 | 13.8297 |  | 341.6372 | 21 | 38 | 74 | 115 | 157 | 155 | 156 | 136 | 86 | 54 | 26 | 16 | 18 | 12 | 186 | 186 | 341.6372 | 21 | 38 | 74 | 115 | 157 | 155 | 156 | 136 | 86 | 54 | 26 | 16 | 18 | 12 | 186 | 186 | 341.6372 | 21 | 38 | 74 | 115 | 157 | 155 | 156 | 136 | 86 | 54 | 26 | 16 | 18 | 12 | 186 | 186 | 341.6372 | 21 | 38 | 74 | 115 | 157 | 155 | 156 | 136 | 86 | 54 | 26 | 16 | 18 | 12 | 186 | 186 | [51 empty] | 0 | 0 | 0 | 0 | 0 | 0 | 0 | 0 | 0 | 0 | 0 | 0 | 0
[72 empty] | 0 | 0 | 0 | 0 | 0 | - |  |  | 0 | #DIV/0! | 31.9871 | 4.1258 | 4.7092 | 6.4534 | 8.5934 | 9.1426 | 9.3718 | 9.7796 | 9.5463 | 6.9127 | 5.6432 | 4.1906 | 3.6984 | 4.3952 | 1.8095 | 13.8297 | 13.8297 |  | 341.6372 | 21 | 38 | 74 | 115 | 157 | 155 | 156 | 136 | 86 | 54 | 26 | 16 | 18 | 12 | 186 | 186 | 341.6372 | 21 | 38 | 74 | 115 | 157 | 155 | 156 | 136 | 86 | 54 | 26 | 16 | 18 | 12 | 186 | 186 | 341.6372 | 21 | 38 | 74 | 115 | 157 | 155 | 156 | 136 | 86 | 54 | 26 | 16 | 18 | 12 | 186 | 186 | 341.6372 | 21 | 38 | 74 | 115 | 157 | 155 | 156 | 136 | 86 | 54 | 26 | 16 | 18 | 12 | 186 | 186 | [51 empty] | 0 | 0 | 0 | 0 | 0 | 0 | 0 | 0 | 0 | 0 | 0 | 0 | 0
[72 empty] | 0 | 0 | 0 | 0 | 0 | - |  |  | 0 | #DIV/0! | 31.9871 | 4.1258 | 4.7092 | 6.4534 | 8.5934 | 9.1426 | 9.3718 | 9.7796 | 9.5463 | 6.9127 | 5.6432 | 4.1906 | 3.6984 | 4.3952 | 1.8095 | 13.8297 | 13.8297 |  | 341.6372 | 21 | 38 | 74 | 115 | 157 | 155 | 156 | 136 | 86 | 54 | 26 | 16 | 18 | 12 | 186 | 186 | 341.6372 | 21 | 38 | 74 | 115 | 157 | 155 | 156 | 136 | 86 | 54 | 26 | 16 | 18 | 12 | 186 | 186 | 341.6372 | 21 | 38 | 74 | 115 | 157 | 155 | 156 | 136 | 86 | 54 | 26 | 16 | 18 | 12 | 186 | 186 | 341.6372 | 21 | 38 | 74 | 115 | 157 | 155 | 156 | 136 | 86 | 54 | 26 | 16 | 18 | 12 | 186 | 186 | [51 empty] | 0 | 0 | 0 | 0 | 0 | 0 | 0 | 0 | 0 | 0 | 0 | 0 | 0
[72 empty] | 0 | 0 | 0 | 0 | 0 | - |  |  | 0 | #DIV/0! | 31.9871 | 4.1258 | 4.7092 | 6.4534 | 8.5934 | 9.1426 | 9.3718 | 9.7796 | 9.5463 | 6.9127 | 5.6432 | 4.1906 | 3.6984 | 4.3952 | 1.8095 | 13.8297 | 13.8297 |  | 341.6372 | 21 | 38 | 74 | 115 | 157 | 155 | 156 | 136 | 86 | 54 | 26 | 16 | 18 | 12 | 186 | 186 | 341.6372 | 21 | 38 | 74 | 115 | 157 | 155 | 156 | 136 | 86 | 54 | 26 | 16 | 18 | 12 | 186 | 186 | 341.6372 | 21 | 38 | 74 | 115 | 157 | 155 | 156 | 136 | 86 | 54 | 26 | 16 | 18 | 12 | 186 | 186 | 341.6372 | 21 | 38 | 74 | 115 | 157 | 155 | 156 | 136 | 86 | 54 | 26 | 16 | 18 | 12 | 186 | 186 | [51 empty] | 0 | 0 | 0 | 0 | 0 | 0 | 0 | 0 | 0 | 0 | 0 | 0 | 0
[72 empty] | 0 | 0 | 0 | 0 | 0 | - |  |  | 0 | #DIV/0! | 31.9871 | 4.1258 | 4.7092 | 6.4534 | 8.5934 | 9.1426 | 9.3718 | 9.7796 | 9.5463 | 6.9127 | 5.6432 | 4.1906 | 3.6984 | 4.3952 | 1.8095 | 13.8297 | 13.8297 |  | 341.6372 | 21 | 38 | 74 | 115 | 157 | 155 | 156 | 136 | 86 | 54 | 26 | 16 | 18 | 12 | 186 | 186 | 341.6372 | 21 | 38 | 74 | 115 | 157 | 155 | 156 | 136 | 86 | 54 | 26 | 16 | 18 | 12 | 186 | 186 | 341.6372 | 21 | 38 | 74 | 115 | 157 | 155 | 156 | 136 | 86 | 54 | 26 | 16 | 18 | 12 | 186 | 186 | 341.6372 | 21 | 38 | 74 | 115 | 157 | 155 | 156 | 136 | 86 | 54 | 26 | 16 | 18 | 12 | 186 | 186 | [51 empty] | 0 | 0 | 0 | 0 | 0 | 0 | 0 | 0 | 0 | 0 | 0 | 0 | 0
[72 empty] | 0 | 0 | 0 | 0 | 0 | - |  |  | 0 | #DIV/0! | 31.9871 | 4.1258 | 4.7092 | 6.4534 | 8.5934 | 9.1426 | 9.3718 | 9.7796 | 9.5463 | 6.9127 | 5.6432 | 4.1906 | 3.6984 | 4.3952 | 1.8095 | 13.8297 | 13.8297 |  | 341.6372 | 21 | 38 | 74 | 115 | 157 | 155 | 156 | 136 | 86 | 54 | 26 | 16 | 18 | 12 | 186 | 186 | 341.6372 | 21 | 38 | 74 | 115 | 157 | 155 | 156 | 136 | 86 | 54 | 26 | 16 | 18 | 12 | 186 | 186 | 341.6372 | 21 | 38 | 74 | 115 | 157 | 155 | 156 | 136 | 86 | 54 | 26 | 16 | 18 | 12 | 186 | 186 | 341.6372 | 21 | 38 | 74 | 115 | 157 | 155 | 156 | 136 | 86 | 54 | 26 | 16 | 18 | 12 | 186 | 186 | [51 empty] | 0 | 0 | 0 | 0 | 0 | 0 | 0 | 0 | 0 | 0 | 0 | 0 | 0
[72 empty] | 0 | 0 | 0 | 0 | 0 | - |  |  | 0 | #DIV/0! | 31.9871 | 4.1258 | 4.7092 | 6.4534 | 8.5934 | 9.1426 | 9.3718 | 9.7796 | 9.5463 | 6.9127 | 5.6432 | 4.1906 | 3.6984 | 4.3952 | 1.8095 | 13.8297 | 13.8297 |  | 341.6372 | 21 | 38 | 74 | 115 | 157 | 155 | 156 | 136 | 86 | 54 | 26 | 16 | 18 | 12 | 186 | 186 | 341.6372 | 21 | 38 | 74 | 115 | 157 | 155 | 156 | 136 | 86 | 54 | 26 | 16 | 18 | 12 | 186 | 186 | 341.6372 | 21 | 38 | 74 | 115 | 157 | 155 | 156 | 136 | 86 | 54 | 26 | 16 | 18 | 12 | 186 | 186 | 341.6372 | 21 | 38 | 74 | 115 | 157 | 155 | 156 | 136 | 86 | 54 | 26 | 16 | 18 | 12 | 186 | 186 | [51 empty] | 0 | 0 | 0 | 0 | 0 | 0 | 0 | 0 | 0 | 0 | 0 | 0 | 0 | [19 empty] | 0 | 0
[72 empty] | 0 | 0 | 0 | 0 | 0 | - |  |  | 0 | #DIV/0! | 31.9871 | 4.1258 | 4.7092 | 6.4534 | 8.5934 | 9.1426 | 9.3718 | 9.7796 | 9.5463 | 6.9127 | 5.6432 | 4.1906 | 3.6984 | 4.3952 | 1.8095 | 13.8297 | 13.8297 |  | 341.6372 | 21 | 38 | 74 | 115 | 157 | 155 | 156 | 136 | 86 | 54 | 26 | 16 | 18 | 12 | 186 | 186 | 341.6372 | 21 | 38 | 74 | 115 | 157 | 155 | 156 | 136 | 86 | 54 | 26 | 16 | 18 | 12 | 186 | 186 | 341.6372 | 21 | 38 | 74 | 115 | 157 | 155 | 156 | 136 | 86 | 54 | 26 | 16 | 18 | 12 | 186 | 186 | 341.6372 | 21 | 38 | 74 | 115 | 157 | 155 | 156 | 136 | 86 | 54 | 26 | 16 | 18 | 12 | 186 | 186 | [51 empty] | 0 | 0 | 0 | 0 | 0 | 0 | 0 | 0 | 0 | 0 | 0 | 0 | 0
[72 empty] | 0 | 0 | 0 | 0 | 0 | - |  |  | 0 | #DIV/0! | 31.9871 | 4.1258 | 4.7092 | 6.4534 | 8.5934 | 9.1426 | 9.3718 | 9.7796 | 9.5463 | 6.9127 | 5.6432 | 4.1906 | 3.6984 | 4.3952 | 1.8095 | 13.8297 | 13.8297 |  | 341.6372 | 21 | 38 | 74 | 115 | 157 | 155 | 156 | 136 | 86 | 54 | 26 | 16 | 18 | 12 | 186 | 186 | 341.6372 | 21 | 38 | 74 | 115 | 157 | 155 | 156 | 136 | 86 | 54 | 26 | 16 | 18 | 12 | 186 | 186 | 341.6372 | 21 | 38 | 74 | 115 | 157 | 155 | 156 | 136 | 86 | 54 | 26 | 16 | 18 | 12 | 186 | 186 | 341.6372 | 21 | 38 | 74 | 115 | 157 | 155 | 156 | 136 | 86 | 54 | 26 | 16 | 18 | 12 | 186 | 186 | [51 empty] | 0 | 0 | 0 | 0 | 0 | 0 | 0 | 0 | 0 | 0 | 0 | 0 | 0
[72 empty] | 0 | 0 | 0 | 0 | 0 | - |  |  | 0 | #DIV/0! | 31.9871 | 4.1258 | 4.7092 | 6.4534 | 8.5934 | 9.1426 | 9.3718 | 9.7796 | 9.5463 | 6.9127 | 5.6432 | 4.1906 | 3.6984 | 4.3952 | 1.8095 | 13.8297 | 13.8297 |  | 341.6372 | 21 | 38 | 74 | 115 | 157 | 155 | 156 | 136 | 86 | 54 | 26 | 16 | 18 | 12 | 186 | 186 | 341.6372 | 21 | 38 | 74 | 115 | 157 | 155 | 156 | 136 | 86 | 54 | 26 | 16 | 18 | 12 | 186 | 186 | 341.6372 | 21 | 38 | 74 | 115 | 157 | 155 | 156 | 136 | 86 | 54 | 26 | 16 | 18 | 12 | 186 | 186 | 341.6372 | 21 | 38 | 74 | 115 | 157 | 155 | 156 | 136 | 86 | 54 | 26 | 16 | 18 | 12 | 186 | 186 | [51 empty] | 0 | 0 | 0 | 0 | 0 | 0 | 0 | 0 | 0 | 0 | 0 | 0 | 0
[72 empty] | 0 | 0 | 0 | 0 | 0 | - |  |  | 0 | #DIV/0! | 31.9871 | 4.1258 | 4.7092 | 6.4534 | 8.5934 | 9.1426 | 9.3718 | 9.7796 | 9.5463 | 6.9127 | 5.6432 | 4.1906 | 3.6984 | 4.3952 | 1.8095 | 13.8297 | 13.8297 |  | #VALUE! | #VALUE! | #VALUE! | #VALUE! | #VALUE! | #VALUE! | #VALUE! | #VALUE! | #VALUE! | #VALUE! | #VALUE! | #VALUE! | #VALUE! | #VALUE! | #VALUE! | #VALUE! | #VALUE! | #VALUE! | #VALUE! | #VALUE! | #VALUE! | #VALUE! | #VALUE! | #VALUE! | #VALUE! | #VALUE! | #VALUE! | #VALUE! | #VALUE! | #VALUE! | #VALUE! | #VALUE! | #VALUE! | #VALUE! | #VALUE! | #VALUE! | #VALUE! | #VALUE! | #VALUE! | #VALUE! | #VALUE! | #VALUE! | #VALUE! | #VALUE! | #VALUE! | #VALUE! | #VALUE! | #VALUE! | #VALUE! | #VALUE! | #VALUE! | #VALUE! | #VALUE! | #VALUE! | #VALUE! | #VALUE! | #VALUE! | #VALUE! | #VALUE! | #VALUE! | #VALUE! | #VALUE! | #VALUE! | #VALUE! | #VALUE! | #VALUE! | #VALUE! | #VALUE! | [51 empty] | 0 | 0 | 0 | 0 | 0 | 0 | 0 | 0 | 0 | 0 | 0 | 0 | 0
[72 empty] | 0 | 0 | 0 | 0 | 0 | - |  |  | 0 | #DIV/0! | 31.9871 | 4.1258 | 4.7092 | 6.4534 | 8.5934 | 9.1426 | 9.3718 | 9.7796 | 9.5463 | 6.9127 | 5.6432 | 4.1906 | 3.6984 | 4.3952 | 1.8095 | 13.8297 | 13.8297 |  | #VALUE! | #VALUE! | #VALUE! | #VALUE! | #VALUE! | #VALUE! | #VALUE! | #VALUE! | #VALUE! | #VALUE! | #VALUE! | #VALUE! | #VALUE! | #VALUE! | #VALUE! | #VALUE! | #VALUE! | #VALUE! | #VALUE! | #VALUE! | #VALUE! | #VALUE! | #VALUE! | #VALUE! | #VALUE! | #VALUE! | #VALUE! | #VALUE! | #VALUE! | #VALUE! | #VALUE! | #VALUE! | #VALUE! | #VALUE! | #VALUE! | #VALUE! | #VALUE! | #VALUE! | #VALUE! | #VALUE! | #VALUE! | #VALUE! | #VALUE! | #VALUE! | #VALUE! | #VALUE! | #VALUE! | #VALUE! | #VALUE! | #VALUE! | #VALUE! | #VALUE! | #VALUE! | #VALUE! | #VALUE! | #VALUE! | #VALUE! | #VALUE! | #VALUE! | #VALUE! | #VALUE! | #VALUE! | #VALUE! | #VALUE! | #VALUE! | #VALUE! | #VALUE! | #VALUE! | [51 empty] | 0 | 0 | 0 | 0 | 0 | 0 | 0 | 0 | 0 | 0 | 0 | 0 | 0
[72 empty] | 0 | 0 | 0 | 0 | 0 | - |  |  | 0 | #DIV/0! | 31.9871 | 4.1258 | 4.7092 | 6.4534 | 8.5934 | 9.1426 | 9.3718 | 9.7796 | 9.5463 | 6.9127 | 5.6432 | 4.1906 | 3.6984 | 4.3952 | 1.8095 | 13.8297 | 13.8297 |  | #VALUE! | #VALUE! | #VALUE! | #VALUE! | #VALUE! | #VALUE! | #VALUE! | #VALUE! | #VALUE! | #VALUE! | #VALUE! | #VALUE! | #VALUE! | #VALUE! | #VALUE! | #VALUE! | #VALUE! | #VALUE! | #VALUE! | #VALUE! | #VALUE! | #VALUE! | #VALUE! | #VALUE! | #VALUE! | #VALUE! | #VALUE! | #VALUE! | #VALUE! | #VALUE! | #VALUE! | #VALUE! | #VALUE! | #VALUE! | #VALUE! | #VALUE! | #VALUE! | #VALUE! | #VALUE! | #VALUE! | #VALUE! | #VALUE! | #VALUE! | #VALUE! | #VALUE! | #VALUE! | #VALUE! | #VALUE! | #VALUE! | #VALUE! | #VALUE! | #VALUE! | #VALUE! | #VALUE! | #VALUE! | #VALUE! | #VALUE! | #VALUE! | #VALUE! | #VALUE! | #VALUE! | #VALUE! | #VALUE! | #VALUE! | #VALUE! | #VALUE! | #VALUE! | #VALUE! | [51 empty] | 0 | 0 | 0 | 0 | 0 | 0 | 0 | 0 | 0 | 0 | 0 | 0 | 0
[72 empty] | 0 | 0 | 0 | 0 | 0 | - |  |  | 0 | #DIV/0! | 31.9871 | 4.1258 | 4.7092 | 6.4534 | 8.5934 | 9.1426 | 9.3718 | 9.7796 | 9.5463 | 6.9127 | 5.6432 | 4.1906 | 3.6984 | 4.3952 | 1.8095 | 13.8297 | 13.8297 |  | #VALUE! | #VALUE! | #VALUE! | #VALUE! | #VALUE! | #VALUE! | #VALUE! | #VALUE! | #VALUE! | #VALUE! | #VALUE! | #VALUE! | #VALUE! | #VALUE! | #VALUE! | #VALUE! | #VALUE! | #VALUE! | #VALUE! | #VALUE! | #VALUE! | #VALUE! | #VALUE! | #VALUE! | #VALUE! | #VALUE! | #VALUE! | #VALUE! | #VALUE! | #VALUE! | #VALUE! | #VALUE! | #VALUE! | #VALUE! | #VALUE! | #VALUE! | #VALUE! | #VALUE! | #VALUE! | #VALUE! | #VALUE! | #VALUE! | #VALUE! | #VALUE! | #VALUE! | #VALUE! | #VALUE! | #VALUE! | #VALUE! | #VALUE! | #VALUE! | #VALUE! | #VALUE! | #VALUE! | #VALUE! | #VALUE! | #VALUE! | #VALUE! | #VALUE! | #VALUE! | #VALUE! | #VALUE! | #VALUE! | #VALUE! | #VALUE! | #VALUE! | #VALUE! | #VALUE! | [51 empty] | 0 | 0 | 0 | 0 | 0 | 0 | 0 | 0 | 0 | 0 | 0 | 0 | 0
[72 empty] | 0 | 0 | 0 | 0 | 0 | - |  |  | 0 | #DIV/0! | 31.9871 | 4.1258 | 4.7092 | 6.4534 | 8.5934 | 9.1426 | 9.3718 | 9.7796 | 9.5463 | 6.9127 | 5.6432 | 4.1906 | 3.6984 | 4.3952 | 1.8095 | 13.8297 | 13.8297 |  | #VALUE! | #VALUE! | #VALUE! | #VALUE! | #VALUE! | #VALUE! | #VALUE! | #VALUE! | #VALUE! | #VALUE! | #VALUE! | #VALUE! | #VALUE! | #VALUE! | #VALUE! | #VALUE! | #VALUE! | #VALUE! | #VALUE! | #VALUE! | #VALUE! | #VALUE! | #VALUE! | #VALUE! | #VALUE! | #VALUE! | #VALUE! | #VALUE! | #VALUE! | #VALUE! | #VALUE! | #VALUE! | #VALUE! | #VALUE! | #VALUE! | #VALUE! | #VALUE! | #VALUE! | #VALUE! | #VALUE! | #VALUE! | #VALUE! | #VALUE! | #VALUE! | #VALUE! | #VALUE! | #VALUE! | #VALUE! | #VALUE! | #VALUE! | #VALUE! | #VALUE! | #VALUE! | #VALUE! | #VALUE! | #VALUE! | #VALUE! | #VALUE! | #VALUE! | #VALUE! | #VALUE! | #VALUE! | #VALUE! | #VALUE! | #VALUE! | #VALUE! | #VALUE! | #VALUE! | [51 empty] | 0 | 0 | 0 | 0 | 0 | 0 | 0 | 0 | 0 | 0 | 0 | 0 | 0
[72 empty] | 0 | 0 | 0 | 0 | 0 | - |  |  | 0 | #DIV/0! | 31.9871 | 4.1258 | 4.7092 | 6.4534 | 8.5934 | 9.1426 | 9.3718 | 9.7796 | 9.5463 | 6.9127 | 5.6432 | 4.1906 | 3.6984 | 4.3952 | 1.8095 | 13.8297 | 13.8297 |  | #VALUE! | #VALUE! | #VALUE! | #VALUE! | #VALUE! | #VALUE! | #VALUE! | #VALUE! | #VALUE! | #VALUE! | #VALUE! | #VALUE! | #VALUE! | #VALUE! | #VALUE! | #VALUE! | #VALUE! | #VALUE! | #VALUE! | #VALUE! | #VALUE! | #VALUE! | #VALUE! | #VALUE! | #VALUE! | #VALUE! | #VALUE! | #VALUE! | #VALUE! | #VALUE! | #VALUE! | #VALUE! | #VALUE! | #VALUE! | #VALUE! | #VALUE! | #VALUE! | #VALUE! | #VALUE! | #VALUE! | #VALUE! | #VALUE! | #VALUE! | #VALUE! | #VALUE! | #VALUE! | #VALUE! | #VALUE! | #VALUE! | #VALUE! | #VALUE! | #VALUE! | #VALUE! | #VALUE! | #VALUE! | #VALUE! | #VALUE! | #VALUE! | #VALUE! | #VALUE! | #VALUE! | #VALUE! | #VALUE! | #VALUE! | #VALUE! | #VALUE! | #VALUE! | #VALUE! | [51 empty] | 0 | 0 | 0 | 0 | 0 | 0 | 0 | 0 | 0 | 0 | 0 | 0 | 0
[72 empty] | 0 | 0 | 0 | 0 | 0 | - |  |  | 0 | #DIV/0! | 31.9871 | 4.1258 | 4.7092 | 6.4534 | 8.5934 | 9.1426 | 9.3718 | 9.7796 | 9.5463 | 6.9127 | 5.6432 | 4.1906 | 3.6984 | 4.3952 | 1.8095 | 13.8297 | 13.8297 |  | #VALUE! | #VALUE! | #VALUE! | #VALUE! | #VALUE! | #VALUE! | #VALUE! | #VALUE! | #VALUE! | #VALUE! | #VALUE! | #VALUE! | #VALUE! | #VALUE! | #VALUE! | #VALUE! | #VALUE! | #VALUE! | #VALUE! | #VALUE! | #VALUE! | #VALUE! | #VALUE! | #VALUE! | #VALUE! | #VALUE! | #VALUE! | #VALUE! | #VALUE! | #VALUE! | #VALUE! | #VALUE! | #VALUE! | #VALUE! | #VALUE! | #VALUE! | #VALUE! | #VALUE! | #VALUE! | #VALUE! | #VALUE! | #VALUE! | #VALUE! | #VALUE! | #VALUE! | #VALUE! | #VALUE! | #VALUE! | #VALUE! | #VALUE! | #VALUE! | #VALUE! | #VALUE! | #VALUE! | #VALUE! | #VALUE! | #VALUE! | #VALUE! | #VALUE! | #VALUE! | #VALUE! | #VALUE! | #VALUE! | #VALUE! | #VALUE! | #VALUE! | #VALUE! | #VALUE! | [51 empty] | 0 | 0 | 0 | 0 | 0 | 0 | 0 | 0 | 0 | 0 | 0 | 0 | 0
[72 empty] | 0 | 0 | 0 | 0 | 0 | - |  |  | 0 | #DIV/0! | 31.9871 | 4.1258 | 4.7092 | 6.4534 | 8.5934 | 9.1426 | 9.3718 | 9.7796 | 9.5463 | 6.9127 | 5.6432 | 4.1906 | 3.6984 | 4.3952 | 1.8095 | 13.8297 | 13.8297 |  | #VALUE! | #VALUE! | #VALUE! | #VALUE! | #VALUE! | #VALUE! | #VALUE! | #VALUE! | #VALUE! | #VALUE! | #VALUE! | #VALUE! | #VALUE! | #VALUE! | #VALUE! | #VALUE! | #VALUE! | #VALUE! | #VALUE! | #VALUE! | #VALUE! | #VALUE! | #VALUE! | #VALUE! | #VALUE! | #VALUE! | #VALUE! | #VALUE! | #VALUE! | #VALUE! | #VALUE! | #VALUE! | #VALUE! | #VALUE! | #VALUE! | #VALUE! | #VALUE! | #VALUE! | #VALUE! | #VALUE! | #VALUE! | #VALUE! | #VALUE! | #VALUE! | #VALUE! | #VALUE! | #VALUE! | #VALUE! | #VALUE! | #VALUE! | #VALUE! | #VALUE! | #VALUE! | #VALUE! | #VALUE! | #VALUE! | #VALUE! | #VALUE! | #VALUE! | #VALUE! | #VALUE! | #VALUE! | #VALUE! | #VALUE! | #VALUE! | #VALUE! | #VALUE! | #VALUE! | [51 empty] | 0 | 0 | 0 | 0 | 0 | 0 | 0 | 0 | 0 | 0 | 0 | 0 | 0
[72 empty] | 0 | 0 | 0 | 0 | 0 | - |  |  | 0 | #DIV/0! | 31.9871 | 4.1258 | 4.7092 | 6.4534 | 8.5934 | 9.1426 | 9.3718 | 9.7796 | 9.5463 | 6.9127 | 5.6432 | 4.1906 | 3.6984 | 4.3952 | 1.8095 | 13.8297 | 13.8297 |  | #VALUE! | #VALUE! | #VALUE! | #VALUE! | #VALUE! | #VALUE! | #VALUE! | #VALUE! | #VALUE! | #VALUE! | #VALUE! | #VALUE! | #VALUE! | #VALUE! | #VALUE! | #VALUE! | #VALUE! | #VALUE! | #VALUE! | #VALUE! | #VALUE! | #VALUE! | #VALUE! | #VALUE! | #VALUE! | #VALUE! | #VALUE! | #VALUE! | #VALUE! | #VALUE! | #VALUE! | #VALUE! | #VALUE! | #VALUE! | #VALUE! | #VALUE! | #VALUE! | #VALUE! | #VALUE! | #VALUE! | #VALUE! | #VALUE! | #VALUE! | #VALUE! | #VALUE! | #VALUE! | #VALUE! | #VALUE! | #VALUE! | #VALUE! | #VALUE! | #VALUE! | #VALUE! | #VALUE! | #VALUE! | #VALUE! | #VALUE! | #VALUE! | #VALUE! | #VALUE! | #VALUE! | #VALUE! | #VALUE! | #VALUE! | #VALUE! | #VALUE! | #VALUE! | #VALUE! | [51 empty] | 0 | 0 | 0 | 0 | 0 | 0 | 0 | 0 | 0 | 0 | 0 | 0 | 0
[72 empty] | 0 | 0 | 0 | 0 | 0 | - |  |  | 0 | #DIV/0! | 31.9871 | 4.1258 | 4.7092 | 6.4534 | 8.5934 | 9.1426 | 9.3718 | 9.7796 | 9.5463 | 6.9127 | 5.6432 | 4.1906 | 3.6984 | 4.3952 | 1.8095 | 13.8297 | 13.8297 |  | #VALUE! | #VALUE! | #VALUE! | #VALUE! | #VALUE! | #VALUE! | #VALUE! | #VALUE! | #VALUE! | #VALUE! | #VALUE! | #VALUE! | #VALUE! | #VALUE! | #VALUE! | #VALUE! | #VALUE! | #VALUE! | #VALUE! | #VALUE! | #VALUE! | #VALUE! | #VALUE! | #VALUE! | #VALUE! | #VALUE! | #VALUE! | #VALUE! | #VALUE! | #VALUE! | #VALUE! | #VALUE! | #VALUE! | #VALUE! | #VALUE! | #VALUE! | #VALUE! | #VALUE! | #VALUE! | #VALUE! | #VALUE! | #VALUE! | #VALUE! | #VALUE! | #VALUE! | #VALUE! | #VALUE! | #VALUE! | #VALUE! | #VALUE! | #VALUE! | #VALUE! | #VALUE! | #VALUE! | #VALUE! | #VALUE! | #VALUE! | #VALUE! | #VALUE! | #VALUE! | #VALUE! | #VALUE! | #VALUE! | #VALUE! | #VALUE! | #VALUE! | #VALUE! | #VALUE! | [51 empty] | 0 | 0 | 0 | 0 | 0 | 0 | 0 | 0 | 0 | 0 | 0 | 0 | 0
[72 empty] | 0 | 0 | 0 | 0 | 0 | - |  |  | 0 | #DIV/0! | 31.9871 | 4.1258 | 4.7092 | 6.4534 | 8.5934 | 9.1426 | 9.3718 | 9.7796 | 9.5463 | 6.9127 | 5.6432 | 4.1906 | 3.6984 | 4.3952 | 1.8095 | 13.8297 | 13.8297 |  | #VALUE! | #VALUE! | #VALUE! | #VALUE! | #VALUE! | #VALUE! | #VALUE! | #VALUE! | #VALUE! | #VALUE! | #VALUE! | #VALUE! | #VALUE! | #VALUE! | #VALUE! | #VALUE! | #VALUE! | #VALUE! | #VALUE! | #VALUE! | #VALUE! | #VALUE! | #VALUE! | #VALUE! | #VALUE! | #VALUE! | #VALUE! | #VALUE! | #VALUE! | #VALUE! | #VALUE! | #VALUE! | #VALUE! | #VALUE! | #VALUE! | #VALUE! | #VALUE! | #VALUE! | #VALUE! | #VALUE! | #VALUE! | #VALUE! | #VALUE! | #VALUE! | #VALUE! | #VALUE! | #VALUE! | #VALUE! | #VALUE! | #VALUE! | #VALUE! | #VALUE! | #VALUE! | #VALUE! | #VALUE! | #VALUE! | #VALUE! | #VALUE! | #VALUE! | #VALUE! | #VALUE! | #VALUE! | #VALUE! | #VALUE! | #VALUE! | #VALUE! | #VALUE! | #VALUE! | [51 empty] | 0 | 0 | 0 | 0 | 0 | 0 | 0 | 0 | 0 | 0 | 0 | 0 | 0
[72 empty] | 0 | 0 | 0 | 0 | 0 | - |  |  | 0 | #DIV/0! | 31.9871 | 4.1258 | 4.7092 | 6.4534 | 8.5934 | 9.1426 | 9.3718 | 9.7796 | 9.5463 | 6.9127 | 5.6432 | 4.1906 | 3.6984 | 4.3952 | 1.8095 | 13.8297 | 13.8297 |  | #VALUE! | #VALUE! | #VALUE! | #VALUE! | #VALUE! | #VALUE! | #VALUE! | #VALUE! | #VALUE! | #VALUE! | #VALUE! | #VALUE! | #VALUE! | #VALUE! | #VALUE! | #VALUE! | #VALUE! | #VALUE! | #VALUE! | #VALUE! | #VALUE! | #VALUE! | #VALUE! | #VALUE! | #VALUE! | #VALUE! | #VALUE! | #VALUE! | #VALUE! | #VALUE! | #VALUE! | #VALUE! | #VALUE! | #VALUE! | #VALUE! | #VALUE! | #VALUE! | #VALUE! | #VALUE! | #VALUE! | #VALUE! | #VALUE! | #VALUE! | #VALUE! | #VALUE! | #VALUE! | #VALUE! | #VALUE! | #VALUE! | #VALUE! | #VALUE! | #VALUE! | #VALUE! | #VALUE! | #VALUE! | #VALUE! | #VALUE! | #VALUE! | #VALUE! | #VALUE! | #VALUE! | #VALUE! | #VALUE! | #VALUE! | #VALUE! | #VALUE! | #VALUE! | #VALUE! | [51 empty] | 0 | 0 | 0 | 0 | 0 | 0 | 0 | 0 | 0 | 0 | 0 | 0 | 0
[72 empty] | 0 | 0 | 0 | 0 | 0 | - |  |  | 0 | #DIV/0! | 31.9871 | 4.1258 | 4.7092 | 6.4534 | 8.5934 | 9.1426 | 9.3718 | 9.7796 | 9.5463 | 6.9127 | 5.6432 | 4.1906 | 3.6984 | 4.3952 | 1.8095 | 13.8297 | 13.8297 |  | #VALUE! | #VALUE! | #VALUE! | #VALUE! | #VALUE! | #VALUE! | #VALUE! | #VALUE! | #VALUE! | #VALUE! | #VALUE! | #VALUE! | #VALUE! | #VALUE! | #VALUE! | #VALUE! | #VALUE! | #VALUE! | #VALUE! | #VALUE! | #VALUE! | #VALUE! | #VALUE! | #VALUE! | #VALUE! | #VALUE! | #VALUE! | #VALUE! | #VALUE! | #VALUE! | #VALUE! | #VALUE! | #VALUE! | #VALUE! | #VALUE! | #VALUE! | #VALUE! | #VALUE! | #VALUE! | #VALUE! | #VALUE! | #VALUE! | #VALUE! | #VALUE! | #VALUE! | #VALUE! | #VALUE! | #VALUE! | #VALUE! | #VALUE! | #VALUE! | #VALUE! | #VALUE! | #VALUE! | #VALUE! | #VALUE! | #VALUE! | #VALUE! | #VALUE! | #VALUE! | #VALUE! | #VALUE! | #VALUE! | #VALUE! | #VALUE! | #VALUE! | #VALUE! | #VALUE! | [51 empty] | 0 | 0 | 0 | 0 | 0 | 0 | 0 | 0 | 0 | 0 | 0 | 0 | 0
[72 empty] | 0 | 0 | 0 | 0 | 0 | - |  |  | 0 | #DIV/0! | 31.9871 | 4.1258 | 4.7092 | 6.4534 | 8.5934 | 9.1426 | 9.3718 | 9.7796 | 9.5463 | 6.9127 | 5.6432 | 4.1906 | 3.6984 | 4.3952 | 1.8095 | 13.8297 | 13.8297 |  | #VALUE! | #VALUE! | #VALUE! | #VALUE! | #VALUE! | #VALUE! | #VALUE! | #VALUE! | #VALUE! | #VALUE! | #VALUE! | #VALUE! | #VALUE! | #VALUE! | #VALUE! | #VALUE! | #VALUE! | #VALUE! | #VALUE! | #VALUE! | #VALUE! | #VALUE! | #VALUE! | #VALUE! | #VALUE! | #VALUE! | #VALUE! | #VALUE! | #VALUE! | #VALUE! | #VALUE! | #VALUE! | #VALUE! | #VALUE! | #VALUE! | #VALUE! | #VALUE! | #VALUE! | #VALUE! | #VALUE! | #VALUE! | #VALUE! | #VALUE! | #VALUE! | #VALUE! | #VALUE! | #VALUE! | #VALUE! | #VALUE! | #VALUE! | #VALUE! | #VALUE! | #VALUE! | #VALUE! | #VALUE! | #VALUE! | #VALUE! | #VALUE! | #VALUE! | #VALUE! | #VALUE! | #VALUE! | #VALUE! | #VALUE! | #VALUE! | #VALUE! | #VALUE! | #VALUE! | [51 empty] | 0 | 0 | 0 | 0 | 0 | 0 | 0 | 0 | 0 | 0 | 0 | 0 | 0
[72 empty] | 0 | 0 | 0 | 0 | 0 | - |  |  | 0 | #DIV/0! | 31.9871 | 4.1258 | 4.7092 | 6.4534 | 8.5934 | 9.1426 | 9.3718 | 9.7796 | 9.5463 | 6.9127 | 5.6432 | 4.1906 | 3.6984 | 4.3952 | 1.8095 | 13.8297 | 13.8297 |  | #VALUE! | #VALUE! | #VALUE! | #VALUE! | #VALUE! | #VALUE! | #VALUE! | #VALUE! | #VALUE! | #VALUE! | #VALUE! | #VALUE! | #VALUE! | #VALUE! | #VALUE! | #VALUE! | #VALUE! | #VALUE! | #VALUE! | #VALUE! | #VALUE! | #VALUE! | #VALUE! | #VALUE! | #VALUE! | #VALUE! | #VALUE! | #VALUE! | #VALUE! | #VALUE! | #VALUE! | #VALUE! | #VALUE! | #VALUE! | #VALUE! | #VALUE! | #VALUE! | #VALUE! | #VALUE! | #VALUE! | #VALUE! | #VALUE! | #VALUE! | #VALUE! | #VALUE! | #VALUE! | #VALUE! | #VALUE! | #VALUE! | #VALUE! | #VALUE! | #VALUE! | #VALUE! | #VALUE! | #VALUE! | #VALUE! | #VALUE! | #VALUE! | #VALUE! | #VALUE! | #VALUE! | #VALUE! | #VALUE! | #VALUE! | #VALUE! | #VALUE! | #VALUE! | #VALUE! | [51 empty] | 0 | 0 | 0 | 0 | 0 | 0 | 0 | 0 | 0 | 0 | 0 | 0 | 0
[72 empty] | 0 | 0 | 0 | 0 | 0 | - |  |  | 0 | #DIV/0! | 31.9871 | 4.1258 | 4.7092 | 6.4534 | 8.5934 | 9.1426 | 9.3718 | 9.7796 | 9.5463 | 6.9127 | 5.6432 | 4.1906 | 3.6984 | 4.3952 | 1.8095 | 13.8297 | 13.8297 |  | #VALUE! | #VALUE! | #VALUE! | #VALUE! | #VALUE! | #VALUE! | #VALUE! | #VALUE! | #VALUE! | #VALUE! | #VALUE! | #VALUE! | #VALUE! | #VALUE! | #VALUE! | #VALUE! | #VALUE! | #VALUE! | #VALUE! | #VALUE! | #VALUE! | #VALUE! | #VALUE! | #VALUE! | #VALUE! | #VALUE! | #VALUE! | #VALUE! | #VALUE! | #VALUE! | #VALUE! | #VALUE! | #VALUE! | #VALUE! | #VALUE! | #VALUE! | #VALUE! | #VALUE! | #VALUE! | #VALUE! | #VALUE! | #VALUE! | #VALUE! | #VALUE! | #VALUE! | #VALUE! | #VALUE! | #VALUE! | #VALUE! | #VALUE! | #VALUE! | #VALUE! | #VALUE! | #VALUE! | #VALUE! | #VALUE! | #VALUE! | #VALUE! | #VALUE! | #VALUE! | #VALUE! | #VALUE! | #VALUE! | #VALUE! | #VALUE! | #VALUE! | #VALUE! | #VALUE! | [51 empty] | 0 | 0 | 0 | 0 | 0 | 0 | 0 | 0 | 0 | 0 | 0 | 0 | 0
[72 empty] | 0 | 0 | 0 | 0 | 0 | - |  |  | 0 | #DIV/0! | 31.9871 | 4.1258 | 4.7092 | 6.4534 | 8.5934 | 9.1426 | 9.3718 | 9.7796 | 9.5463 | 6.9127 | 5.6432 | 4.1906 | 3.6984 | 4.3952 | 1.8095 | 13.8297 | 13.8297 |  | #VALUE! | #VALUE! | #VALUE! | #VALUE! | #VALUE! | #VALUE! | #VALUE! | #VALUE! | #VALUE! | #VALUE! | #VALUE! | #VALUE! | #VALUE! | #VALUE! | #VALUE! | #VALUE! | #VALUE! | #VALUE! | #VALUE! | #VALUE! | #VALUE! | #VALUE! | #VALUE! | #VALUE! | #VALUE! | #VALUE! | #VALUE! | #VALUE! | #VALUE! | #VALUE! | #VALUE! | #VALUE! | #VALUE! | #VALUE! | #VALUE! | #VALUE! | #VALUE! | #VALUE! | #VALUE! | #VALUE! | #VALUE! | #VALUE! | #VALUE! | #VALUE! | #VALUE! | #VALUE! | #VALUE! | #VALUE! | #VALUE! | #VALUE! | #VALUE! | #VALUE! | #VALUE! | #VALUE! | #VALUE! | #VALUE! | #VALUE! | #VALUE! | #VALUE! | #VALUE! | #VALUE! | #VALUE! | #VALUE! | #VALUE! | #VALUE! | #VALUE! | #VALUE! | #VALUE! | [51 empty] | 0 | 0 | 0 | 0 | 0 | 0 | 0 | 0 | 0 | 0 | 0 | 0 | 0
[72 empty] | 0 | 0 | 0 | 0 | 0 | - |  |  | 0 | #DIV/0! | 31.9871 | 4.1258 | 4.7092 | 6.4534 | 8.5934 | 9.1426 | 9.3718 | 9.7796 | 9.5463 | 6.9127 | 5.6432 | 4.1906 | 3.6984 | 4.3952 | 1.8095 | 13.8297 | 13.8297 |  | #VALUE! | #VALUE! | #VALUE! | #VALUE! | #VALUE! | #VALUE! | #VALUE! | #VALUE! | #VALUE! | #VALUE! | #VALUE! | #VALUE! | #VALUE! | #VALUE! | #VALUE! | #VALUE! | #VALUE! | #VALUE! | #VALUE! | #VALUE! | #VALUE! | #VALUE! | #VALUE! | #VALUE! | #VALUE! | #VALUE! | #VALUE! | #VALUE! | #VALUE! | #VALUE! | #VALUE! | #VALUE! | #VALUE! | #VALUE! | #VALUE! | #VALUE! | #VALUE! | #VALUE! | #VALUE! | #VALUE! | #VALUE! | #VALUE! | #VALUE! | #VALUE! | #VALUE! | #VALUE! | #VALUE! | #VALUE! | #VALUE! | #VALUE! | #VALUE! | #VALUE! | #VALUE! | #VALUE! | #VALUE! | #VALUE! | #VALUE! | #VALUE! | #VALUE! | #VALUE! | #VALUE! | #VALUE! | #VALUE! | #VALUE! | #VALUE! | #VALUE! | #VALUE! | #VALUE! | [51 empty] | 0 | 0 | 0 | 0 | 0 | 0 | 0 | 0 | 0 | 0 | 0 | 0 | 0
[72 empty] | 0 | 0 | 0 | 0 | 0 | - |  |  | 0 | #DIV/0! | 31.9871 | 4.1258 | 4.7092 | 6.4534 | 8.5934 | 9.1426 | 9.3718 | 9.7796 | 9.5463 | 6.9127 | 5.6432 | 4.1906 | 3.6984 | 4.3952 | 1.8095 | 13.8297 | 13.8297 |  | #VALUE! | #VALUE! | #VALUE! | #VALUE! | #VALUE! | #VALUE! | #VALUE! | #VALUE! | #VALUE! | #VALUE! | #VALUE! | #VALUE! | #VALUE! | #VALUE! | #VALUE! | #VALUE! | #VALUE! | #VALUE! | #VALUE! | #VALUE! | #VALUE! | #VALUE! | #VALUE! | #VALUE! | #VALUE! | #VALUE! | #VALUE! | #VALUE! | #VALUE! | #VALUE! | #VALUE! | #VALUE! | #VALUE! | #VALUE! | #VALUE! | #VALUE! | #VALUE! | #VALUE! | #VALUE! | #VALUE! | #VALUE! | #VALUE! | #VALUE! | #VALUE! | #VALUE! | #VALUE! | #VALUE! | #VALUE! | #VALUE! | #VALUE! | #VALUE! | #VALUE! | #VALUE! | #VALUE! | #VALUE! | #VALUE! | #VALUE! | #VALUE! | #VALUE! | #VALUE! | #VALUE! | #VALUE! | #VALUE! | #VALUE! | #VALUE! | #VALUE! | #VALUE! | #VALUE! | [51 empty] | 0 | 0 | 0 | 0 | 0 | 0 | 0 | 0 | 0 | 0 | 0 | 0 | 0
[72 empty] | 0 | 0 | 0 | 0 | 0 | - |  |  | 0 | #DIV/0! | 31.9871 | 4.1258 | 4.7092 | 6.4534 | 8.5934 | 9.1426 | 9.3718 | 9.7796 | 9.5463 | 6.9127 | 5.6432 | 4.1906 | 3.6984 | 4.3952 | 1.8095 | 13.8297 | 13.8297 |  | #VALUE! | #VALUE! | #VALUE! | #VALUE! | #VALUE! | #VALUE! | #VALUE! | #VALUE! | #VALUE! | #VALUE! | #VALUE! | #VALUE! | #VALUE! | #VALUE! | #VALUE! | #VALUE! | #VALUE! | #VALUE! | #VALUE! | #VALUE! | #VALUE! | #VALUE! | #VALUE! | #VALUE! | #VALUE! | #VALUE! | #VALUE! | #VALUE! | #VALUE! | #VALUE! | #VALUE! | #VALUE! | #VALUE! | #VALUE! | #VALUE! | #VALUE! | #VALUE! | #VALUE! | #VALUE! | #VALUE! | #VALUE! | #VALUE! | #VALUE! | #VALUE! | #VALUE! | #VALUE! | #VALUE! | #VALUE! | #VALUE! | #VALUE! | #VALUE! | #VALUE! | #VALUE! | #VALUE! | #VALUE! | #VALUE! | #VALUE! | #VALUE! | #VALUE! | #VALUE! | #VALUE! | #VALUE! | #VALUE! | #VALUE! | #VALUE! | #VALUE! | #VALUE! | #VALUE! | [51 empty] | 0 | 0 | 0 | 0 | 0 | 0 | 0 | 0 | 0 | 0 | 0 | 0 | 0
[72 empty] | 0 | 0 | 0 | 0 | 0 | - |  |  | 0 | #DIV/0! | 31.9871 | 4.1258 | 4.7092 | 6.4534 | 8.5934 | 9.1426 | 9.3718 | 9.7796 | 9.5463 | 6.9127 | 5.6432 | 4.1906 | 3.6984 | 4.3952 | 1.8095 | 13.8297 | 13.8297 |  | #VALUE! | #VALUE! | #VALUE! | #VALUE! | #VALUE! | #VALUE! | #VALUE! | #VALUE! | #VALUE! | #VALUE! | #VALUE! | #VALUE! | #VALUE! | #VALUE! | #VALUE! | #VALUE! | #VALUE! | #VALUE! | #VALUE! | #VALUE! | #VALUE! | #VALUE! | #VALUE! | #VALUE! | #VALUE! | #VALUE! | #VALUE! | #VALUE! | #VALUE! | #VALUE! | #VALUE! | #VALUE! | #VALUE! | #VALUE! | #VALUE! | #VALUE! | #VALUE! | #VALUE! | #VALUE! | #VALUE! | #VALUE! | #VALUE! | #VALUE! | #VALUE! | #VALUE! | #VALUE! | #VALUE! | #VALUE! | #VALUE! | #VALUE! | #VALUE! | #VALUE! | #VALUE! | #VALUE! | #VALUE! | #VALUE! | #VALUE! | #VALUE! | #VALUE! | #VALUE! | #VALUE! | #VALUE! | #VALUE! | #VALUE! | #VALUE! | #VALUE! | #VALUE! | #VALUE! | [51 empty] | 0 | 0 | 0 | 0 | 0 | 0 | 0 | 0 | 0 | 0 | 0 | 0 | 0
[72 empty] | 0 | 0 | 0 | 0 | 0 | - |  |  | 0 | #DIV/0! | 31.9871 | 4.1258 | 4.7092 | 6.4534 | 8.5934 | 9.1426 | 9.3718 | 9.7796 | 9.5463 | 6.9127 | 5.6432 | 4.1906 | 3.6984 | 4.3952 | 1.8095 | 13.8297 | 13.8297 |  | #VALUE! | #VALUE! | #VALUE! | #VALUE! | #VALUE! | #VALUE! | #VALUE! | #VALUE! | #VALUE! | #VALUE! | #VALUE! | #VALUE! | #VALUE! | #VALUE! | #VALUE! | #VALUE! | #VALUE! | #VALUE! | #VALUE! | #VALUE! | #VALUE! | #VALUE! | #VALUE! | #VALUE! | #VALUE! | #VALUE! | #VALUE! | #VALUE! | #VALUE! | #VALUE! | #VALUE! | #VALUE! | #VALUE! | #VALUE! | #VALUE! | #VALUE! | #VALUE! | #VALUE! | #VALUE! | #VALUE! | #VALUE! | #VALUE! | #VALUE! | #VALUE! | #VALUE! | #VALUE! | #VALUE! | #VALUE! | #VALUE! | #VALUE! | #VALUE! | #VALUE! | #VALUE! | #VALUE! | #VALUE! | #VALUE! | #VALUE! | #VALUE! | #VALUE! | #VALUE! | #VALUE! | #VALUE! | #VALUE! | #VALUE! | #VALUE! | #VALUE! | #VALUE! | #VALUE! | [51 empty] | 0 | 0 | 0 | 0 | 0 | 0 | 0 | 0 | 0 | 0 | 0 | 0 | 0
[72 empty] | 0 | 0 | 0 | 0 | 0 | - |  |  | 0 | #DIV/0! | 31.9871 | 4.1258 | 4.7092 | 6.4534 | 8.5934 | 9.1426 | 9.3718 | 9.7796 | 9.5463 | 6.9127 | 5.6432 | 4.1906 | 3.6984 | 4.3952 | 1.8095 | 13.8297 | 13.8297 |  | #VALUE! | #VALUE! | #VALUE! | #VALUE! | #VALUE! | #VALUE! | #VALUE! | #VALUE! | #VALUE! | #VALUE! | #VALUE! | #VALUE! | #VALUE! | #VALUE! | #VALUE! | #VALUE! | #VALUE! | #VALUE! | #VALUE! | #VALUE! | #VALUE! | #VALUE! | #VALUE! | #VALUE! | #VALUE! | #VALUE! | #VALUE! | #VALUE! | #VALUE! | #VALUE! | #VALUE! | #VALUE! | #VALUE! | #VALUE! | #VALUE! | #VALUE! | #VALUE! | #VALUE! | #VALUE! | #VALUE! | #VALUE! | #VALUE! | #VALUE! | #VALUE! | #VALUE! | #VALUE! | #VALUE! | #VALUE! | #VALUE! | #VALUE! | #VALUE! | #VALUE! | #VALUE! | #VALUE! | #VALUE! | #VALUE! | #VALUE! | #VALUE! | #VALUE! | #VALUE! | #VALUE! | #VALUE! | #VALUE! | #VALUE! | #VALUE! | #VALUE! | #VALUE! | #VALUE! | [51 empty] | 0 | 0 | 0 | 0 | 0 | 0 | 0 | 0 | 0 | 0 | 0 | 0 | 0
[72 empty] | 0 | 0 | 0 | 0 | 0 | - |  |  | 0 | #DIV/0! | 31.9871 | 4.1258 | 4.7092 | 6.4534 | 8.5934 | 9.1426 | 9.3718 | 9.7796 | 9.5463 | 6.9127 | 5.6432 | 4.1906 | 3.6984 | 4.3952 | 1.8095 | 13.8297 | 13.8297 |  | #VALUE! | #VALUE! | #VALUE! | #VALUE! | #VALUE! | #VALUE! | #VALUE! | #VALUE! | #VALUE! | #VALUE! | #VALUE! | #VALUE! | #VALUE! | #VALUE! | #VALUE! | #VALUE! | #VALUE! | #VALUE! | #VALUE! | #VALUE! | #VALUE! | #VALUE! | #VALUE! | #VALUE! | #VALUE! | #VALUE! | #VALUE! | #VALUE! | #VALUE! | #VALUE! | #VALUE! | #VALUE! | #VALUE! | #VALUE! | #VALUE! | #VALUE! | #VALUE! | #VALUE! | #VALUE! | #VALUE! | #VALUE! | #VALUE! | #VALUE! | #VALUE! | #VALUE! | #VALUE! | #VALUE! | #VALUE! | #VALUE! | #VALUE! | #VALUE! | #VALUE! | #VALUE! | #VALUE! | #VALUE! | #VALUE! | #VALUE! | #VALUE! | #VALUE! | #VALUE! | #VALUE! | #VALUE! | #VALUE! | #VALUE! | #VALUE! | #VALUE! | #VALUE! | #VALUE! | [51 empty] | 0 | 0 | 0 | 0 | 0 | 0 | 0 | 0 | 0 | 0 | 0 | 0 | 0
[72 empty] | 0 | 0 | 0 | 0 | 0 | - |  |  | 0 | #DIV/0! | 31.9871 | 4.1258 | 4.7092 | 6.4534 | 8.5934 | 9.1426 | 9.3718 | 9.7796 | 9.5463 | 6.9127 | 5.6432 | 4.1906 | 3.6984 | 4.3952 | 1.8095 | 13.8297 | 13.8297 |  | #VALUE! | #VALUE! | #VALUE! | #VALUE! | #VALUE! | #VALUE! | #VALUE! | #VALUE! | #VALUE! | #VALUE! | #VALUE! | #VALUE! | #VALUE! | #VALUE! | #VALUE! | #VALUE! | #VALUE! | #VALUE! | #VALUE! | #VALUE! | #VALUE! | #VALUE! | #VALUE! | #VALUE! | #VALUE! | #VALUE! | #VALUE! | #VALUE! | #VALUE! | #VALUE! | #VALUE! | #VALUE! | #VALUE! | #VALUE! | #VALUE! | #VALUE! | #VALUE! | #VALUE! | #VALUE! | #VALUE! | #VALUE! | #VALUE! | #VALUE! | #VALUE! | #VALUE! | #VALUE! | #VALUE! | #VALUE! | #VALUE! | #VALUE! | #VALUE! | #VALUE! | #VALUE! | #VALUE! | #VALUE! | #VALUE! | #VALUE! | #VALUE! | #VALUE! | #VALUE! | #VALUE! | #VALUE! | #VALUE! | #VALUE! | #VALUE! | #VALUE! | #VALUE! | #VALUE! | [51 empty] | 0 | 0 | 0 | 0 | 0 | 0 | 0 | 0 | 0 | 0 | 0 | 0 | 0
[72 empty] | 0 | 0 | 0 | 0 | 0 | - |  |  | 0 | #DIV/0! | 31.9871 | 4.1258 | 4.7092 | 6.4534 | 8.5934 | 9.1426 | 9.3718 | 9.7796 | 9.5463 | 6.9127 | 5.6432 | 4.1906 | 3.6984 | 4.3952 | 1.8095 | 13.8297 | 13.8297 |  | #VALUE! | #VALUE! | #VALUE! | #VALUE! | #VALUE! | #VALUE! | #VALUE! | #VALUE! | #VALUE! | #VALUE! | #VALUE! | #VALUE! | #VALUE! | #VALUE! | #VALUE! | #VALUE! | #VALUE! | #VALUE! | #VALUE! | #VALUE! | #VALUE! | #VALUE! | #VALUE! | #VALUE! | #VALUE! | #VALUE! | #VALUE! | #VALUE! | #VALUE! | #VALUE! | #VALUE! | #VALUE! | #VALUE! | #VALUE! | #VALUE! | #VALUE! | #VALUE! | #VALUE! | #VALUE! | #VALUE! | #VALUE! | #VALUE! | #VALUE! | #VALUE! | #VALUE! | #VALUE! | #VALUE! | #VALUE! | #VALUE! | #VALUE! | #VALUE! | #VALUE! | #VALUE! | #VALUE! | #VALUE! | #VALUE! | #VALUE! | #VALUE! | #VALUE! | #VALUE! | #VALUE! | #VALUE! | #VALUE! | #VALUE! | #VALUE! | #VALUE! | #VALUE! | #VALUE! | [51 empty] | 0 | 0 | 0 | 0 | 0 | 0 | 0 | 0 | 0 | 0 | 0 | 0 | 0
[72 empty] | 0 | 0 | 0 | 0 | 0 | - |  |  | 0 | #DIV/0! | 31.9871 | 4.1258 | 4.7092 | 6.4534 | 8.5934 | 9.1426 | 9.3718 | 9.7796 | 9.5463 | 6.9127 | 5.6432 | 4.1906 | 3.6984 | 4.3952 | 1.8095 | 13.8297 | 13.8297 |  | #VALUE! | #VALUE! | #VALUE! | #VALUE! | #VALUE! | #VALUE! | #VALUE! | #VALUE! | #VALUE! | #VALUE! | #VALUE! | #VALUE! | #VALUE! | #VALUE! | #VALUE! | #VALUE! | #VALUE! | #VALUE! | #VALUE! | #VALUE! | #VALUE! | #VALUE! | #VALUE! | #VALUE! | #VALUE! | #VALUE! | #VALUE! | #VALUE! | #VALUE! | #VALUE! | #VALUE! | #VALUE! | #VALUE! | #VALUE! | #VALUE! | #VALUE! | #VALUE! | #VALUE! | #VALUE! | #VALUE! | #VALUE! | #VALUE! | #VALUE! | #VALUE! | #VALUE! | #VALUE! | #VALUE! | #VALUE! | #VALUE! | #VALUE! | #VALUE! | #VALUE! | #VALUE! | #VALUE! | #VALUE! | #VALUE! | #VALUE! | #VALUE! | #VALUE! | #VALUE! | #VALUE! | #VALUE! | #VALUE! | #VALUE! | #VALUE! | #VALUE! | #VALUE! | #VALUE! | [51 empty] | 0 | 0 | 0 | 0 | 0 | 0 | 0 | 0 | 0 | 0 | 0 | 0 | 0
[72 empty] | 0 | 0 | 0 | 0 | 0 | - |  |  | 0 | #DIV/0! | 31.9871 | 4.1258 | 4.7092 | 6.4534 | 8.5934 | 9.1426 | 9.3718 | 9.7796 | 9.5463 | 6.9127 | 5.6432 | 4.1906 | 3.6984 | 4.3952 | 1.8095 | 13.8297 | 13.8297 |  | #VALUE! | #VALUE! | #VALUE! | #VALUE! | #VALUE! | #VALUE! | #VALUE! | #VALUE! | #VALUE! | #VALUE! | #VALUE! | #VALUE! | #VALUE! | #VALUE! | #VALUE! | #VALUE! | #VALUE! | #VALUE! | #VALUE! | #VALUE! | #VALUE! | #VALUE! | #VALUE! | #VALUE! | #VALUE! | #VALUE! | #VALUE! | #VALUE! | #VALUE! | #VALUE! | #VALUE! | #VALUE! | #VALUE! | #VALUE! | #VALUE! | #VALUE! | #VALUE! | #VALUE! | #VALUE! | #VALUE! | #VALUE! | #VALUE! | #VALUE! | #VALUE! | #VALUE! | #VALUE! | #VALUE! | #VALUE! | #VALUE! | #VALUE! | #VALUE! | #VALUE! | #VALUE! | #VALUE! | #VALUE! | #VALUE! | #VALUE! | #VALUE! | #VALUE! | #VALUE! | #VALUE! | #VALUE! | #VALUE! | #VALUE! | #VALUE! | #VALUE! | #VALUE! | #VALUE! | [51 empty] | 0 | 0 | 0 | 0 | 0 | 0 | 0 | 0 | 0 | 0 | 0 | 0 | 0
[72 empty] | 0 | 0 | 0 | 0 | 0 | - |  |  | 0 | #DIV/0! | 31.9871 | 4.1258 | 4.7092 | 6.4534 | 8.5934 | 9.1426 | 9.3718 | 9.7796 | 9.5463 | 6.9127 | 5.6432 | 4.1906 | 3.6984 | 4.3952 | 1.8095 | 13.8297 | 13.8297 |  | #VALUE! | #VALUE! | #VALUE! | #VALUE! | #VALUE! | #VALUE! | #VALUE! | #VALUE! | #VALUE! | #VALUE! | #VALUE! | #VALUE! | #VALUE! | #VALUE! | #VALUE! | #VALUE! | #VALUE! | #VALUE! | #VALUE! | #VALUE! | #VALUE! | #VALUE! | #VALUE! | #VALUE! | #VALUE! | #VALUE! | #VALUE! | #VALUE! | #VALUE! | #VALUE! | #VALUE! | #VALUE! | #VALUE! | #VALUE! | #VALUE! | #VALUE! | #VALUE! | #VALUE! | #VALUE! | #VALUE! | #VALUE! | #VALUE! | #VALUE! | #VALUE! | #VALUE! | #VALUE! | #VALUE! | #VALUE! | #VALUE! | #VALUE! | #VALUE! | #VALUE! | #VALUE! | #VALUE! | #VALUE! | #VALUE! | #VALUE! | #VALUE! | #VALUE! | #VALUE! | #VALUE! | #VALUE! | #VALUE! | #VALUE! | #VALUE! | #VALUE! | #VALUE! | #VALUE! | [51 empty] | 0 | 0 | 0 | 0 | 0 | 0 | 0 | 0 | 0 | 0 | 0 | 0 | 0
[72 empty] | 0 | 0 | 0 | 0 | 0 | - |  |  | 0 | #DIV/0! | 31.9871 | 4.1258 | 4.7092 | 6.4534 | 8.5934 | 9.1426 | 9.3718 | 9.7796 | 9.5463 | 6.9127 | 5.6432 | 4.1906 | 3.6984 | 4.3952 | 1.8095 | 13.8297 | 13.8297 |  | #VALUE! | #VALUE! | #VALUE! | #VALUE! | #VALUE! | #VALUE! | #VALUE! | #VALUE! | #VALUE! | #VALUE! | #VALUE! | #VALUE! | #VALUE! | #VALUE! | #VALUE! | #VALUE! | #VALUE! | #VALUE! | #VALUE! | #VALUE! | #VALUE! | #VALUE! | #VALUE! | #VALUE! | #VALUE! | #VALUE! | #VALUE! | #VALUE! | #VALUE! | #VALUE! | #VALUE! | #VALUE! | #VALUE! | #VALUE! | #VALUE! | #VALUE! | #VALUE! | #VALUE! | #VALUE! | #VALUE! | #VALUE! | #VALUE! | #VALUE! | #VALUE! | #VALUE! | #VALUE! | #VALUE! | #VALUE! | #VALUE! | #VALUE! | #VALUE! | #VALUE! | #VALUE! | #VALUE! | #VALUE! | #VALUE! | #VALUE! | #VALUE! | #VALUE! | #VALUE! | #VALUE! | #VALUE! | #VALUE! | #VALUE! | #VALUE! | #VALUE! | #VALUE! | #VALUE! | [51 empty] | 0 | 0 | 0 | 0 | 0 | 0 | 0 | 0 | 0 | 0 | 0 | 0 | 0
[72 empty] | 0 | 0 | 0 | 0 | 0 | - |  |  | 0 | #DIV/0! | 31.9871 | 4.1258 | 4.7092 | 6.4534 | 8.5934 | 9.1426 | 9.3718 | 9.7796 | 9.5463 | 6.9127 | 5.6432 | 4.1906 | 3.6984 | 4.3952 | 1.8095 | 13.8297 | 13.8297 |  | #VALUE! | #VALUE! | #VALUE! | #VALUE! | #VALUE! | #VALUE! | #VALUE! | #VALUE! | #VALUE! | #VALUE! | #VALUE! | #VALUE! | #VALUE! | #VALUE! | #VALUE! | #VALUE! | #VALUE! | #VALUE! | #VALUE! | #VALUE! | #VALUE! | #VALUE! | #VALUE! | #VALUE! | #VALUE! | #VALUE! | #VALUE! | #VALUE! | #VALUE! | #VALUE! | #VALUE! | #VALUE! | #VALUE! | #VALUE! | #VALUE! | #VALUE! | #VALUE! | #VALUE! | #VALUE! | #VALUE! | #VALUE! | #VALUE! | #VALUE! | #VALUE! | #VALUE! | #VALUE! | #VALUE! | #VALUE! | #VALUE! | #VALUE! | #VALUE! | #VALUE! | #VALUE! | #VALUE! | #VALUE! | #VALUE! | #VALUE! | #VALUE! | #VALUE! | #VALUE! | #VALUE! | #VALUE! | #VALUE! | #VALUE! | #VALUE! | #VALUE! | #VALUE! | #VALUE! | [51 empty] | 0 | 0 | 0 | 0 | 0 | 0 | 0 | 0 | 0 | 0 | 0 | 0 | 0
[72 empty] | 0 | 0 | 0 | 0 | 0 | - |  |  | 0 | #DIV/0! | 31.9871 | 4.1258 | 4.7092 | 6.4534 | 8.5934 | 9.1426 | 9.3718 | 9.7796 | 9.5463 | 6.9127 | 5.6432 | 4.1906 | 3.6984 | 4.3952 | 1.8095 | 13.8297 | 13.8297 |  | #VALUE! | #VALUE! | #VALUE! | #VALUE! | #VALUE! | #VALUE! | #VALUE! | #VALUE! | #VALUE! | #VALUE! | #VALUE! | #VALUE! | #VALUE! | #VALUE! | #VALUE! | #VALUE! | #VALUE! | #VALUE! | #VALUE! | #VALUE! | #VALUE! | #VALUE! | #VALUE! | #VALUE! | #VALUE! | #VALUE! | #VALUE! | #VALUE! | #VALUE! | #VALUE! | #VALUE! | #VALUE! | #VALUE! | #VALUE! | #VALUE! | #VALUE! | #VALUE! | #VALUE! | #VALUE! | #VALUE! | #VALUE! | #VALUE! | #VALUE! | #VALUE! | #VALUE! | #VALUE! | #VALUE! | #VALUE! | #VALUE! | #VALUE! | #VALUE! | #VALUE! | #VALUE! | #VALUE! | #VALUE! | #VALUE! | #VALUE! | #VALUE! | #VALUE! | #VALUE! | #VALUE! | #VALUE! | #VALUE! | #VALUE! | #VALUE! | #VALUE! | #VALUE! | #VALUE! | [51 empty] | 0 | 0 | 0 | 0 | 0 | 0 | 0 | 0 | 0 | 0 | 0 | 0 | 0
[72 empty] | 0 | 0 | 0 | 0 | 0 | - |  |  | 0 | #DIV/0! | 31.9871 | 4.1258 | 4.7092 | 6.4534 | 8.5934 | 9.1426 | 9.3718 | 9.7796 | 9.5463 | 6.9127 | 5.6432 | 4.1906 | 3.6984 | 4.3952 | 1.8095 | 13.8297 | 13.8297 |  | #VALUE! | #VALUE! | #VALUE! | #VALUE! | #VALUE! | #VALUE! | #VALUE! | #VALUE! | #VALUE! | #VALUE! | #VALUE! | #VALUE! | #VALUE! | #VALUE! | #VALUE! | #VALUE! | #VALUE! | #VALUE! | #VALUE! | #VALUE! | #VALUE! | #VALUE! | #VALUE! | #VALUE! | #VALUE! | #VALUE! | #VALUE! | #VALUE! | #VALUE! | #VALUE! | #VALUE! | #VALUE! | #VALUE! | #VALUE! | #VALUE! | #VALUE! | #VALUE! | #VALUE! | #VALUE! | #VALUE! | #VALUE! | #VALUE! | #VALUE! | #VALUE! | #VALUE! | #VALUE! | #VALUE! | #VALUE! | #VALUE! | #VALUE! | #VALUE! | #VALUE! | #VALUE! | #VALUE! | #VALUE! | #VALUE! | #VALUE! | #VALUE! | #VALUE! | #VALUE! | #VALUE! | #VALUE! | #VALUE! | #VALUE! | #VALUE! | #VALUE! | #VALUE! | #VALUE! | [51 empty] | 0 | 0 | 0 | 0 | 0 | 0 | 0 | 0 | 0 | 0 | 0 | 0 | 0
[72 empty] | 0 | 0 | 0 | 0 | 0 | - |  |  | 0 | #DIV/0! | 31.9871 | 4.1258 | 4.7092 | 6.4534 | 8.5934 | 9.1426 | 9.3718 | 9.7796 | 9.5463 | 6.9127 | 5.6432 | 4.1906 | 3.6984 | 4.3952 | 1.8095 | 13.8297 | 13.8297 |  | #VALUE! | #VALUE! | #VALUE! | #VALUE! | #VALUE! | #VALUE! | #VALUE! | #VALUE! | #VALUE! | #VALUE! | #VALUE! | #VALUE! | #VALUE! | #VALUE! | #VALUE! | #VALUE! | #VALUE! | #VALUE! | #VALUE! | #VALUE! | #VALUE! | #VALUE! | #VALUE! | #VALUE! | #VALUE! | #VALUE! | #VALUE! | #VALUE! | #VALUE! | #VALUE! | #VALUE! | #VALUE! | #VALUE! | #VALUE! | #VALUE! | #VALUE! | #VALUE! | #VALUE! | #VALUE! | #VALUE! | #VALUE! | #VALUE! | #VALUE! | #VALUE! | #VALUE! | #VALUE! | #VALUE! | #VALUE! | #VALUE! | #VALUE! | #VALUE! | #VALUE! | #VALUE! | #VALUE! | #VALUE! | #VALUE! | #VALUE! | #VALUE! | #VALUE! | #VALUE! | #VALUE! | #VALUE! | #VALUE! | #VALUE! | #VALUE! | #VALUE! | #VALUE! | #VALUE! | [51 empty] | 0 | 0 | 0 | 0 | 0 | 0 | 0 | 0 | 0 | 0 | 0 | 0 | 0
[72 empty] | 0 | 0 | 0 | 0 | 0 | - |  |  | 0 | #DIV/0! | 31.9871 | 4.1258 | 4.7092 | 6.4534 | 8.5934 | 9.1426 | 9.3718 | 9.7796 | 9.5463 | 6.9127 | 5.6432 | 4.1906 | 3.6984 | 4.3952 | 1.8095 | 13.8297 | 13.8297 |  | #VALUE! | #VALUE! | #VALUE! | #VALUE! | #VALUE! | #VALUE! | #VALUE! | #VALUE! | #VALUE! | #VALUE! | #VALUE! | #VALUE! | #VALUE! | #VALUE! | #VALUE! | #VALUE! | #VALUE! | #VALUE! | #VALUE! | #VALUE! | #VALUE! | #VALUE! | #VALUE! | #VALUE! | #VALUE! | #VALUE! | #VALUE! | #VALUE! | #VALUE! | #VALUE! | #VALUE! | #VALUE! | #VALUE! | #VALUE! | #VALUE! | #VALUE! | #VALUE! | #VALUE! | #VALUE! | #VALUE! | #VALUE! | #VALUE! | #VALUE! | #VALUE! | #VALUE! | #VALUE! | #VALUE! | #VALUE! | #VALUE! | #VALUE! | #VALUE! | #VALUE! | #VALUE! | #VALUE! | #VALUE! | #VALUE! | #VALUE! | #VALUE! | #VALUE! | #VALUE! | #VALUE! | #VALUE! | #VALUE! | #VALUE! | #VALUE! | #VALUE! | #VALUE! | #VALUE! | [51 empty] | 0 | 0 | 0 | 0 | 0 | 0 | 0 | 0 | 0 | 0 | 0 | 0 | 0
[72 empty] | 0 | 0 | 0 | 0 | 0 | - |  |  | 0 | #DIV/0! | 31.9871 | 4.1258 | 4.7092 | 6.4534 | 8.5934 | 9.1426 | 9.3718 | 9.7796 | 9.5463 | 6.9127 | 5.6432 | 4.1906 | 3.6984 | 4.3952 | 1.8095 | 13.8297 | 13.8297 |  | #VALUE! | #VALUE! | #VALUE! | #VALUE! | #VALUE! | #VALUE! | #VALUE! | #VALUE! | #VALUE! | #VALUE! | #VALUE! | #VALUE! | #VALUE! | #VALUE! | #VALUE! | #VALUE! | #VALUE! | #VALUE! | #VALUE! | #VALUE! | #VALUE! | #VALUE! | #VALUE! | #VALUE! | #VALUE! | #VALUE! | #VALUE! | #VALUE! | #VALUE! | #VALUE! | #VALUE! | #VALUE! | #VALUE! | #VALUE! | #VALUE! | #VALUE! | #VALUE! | #VALUE! | #VALUE! | #VALUE! | #VALUE! | #VALUE! | #VALUE! | #VALUE! | #VALUE! | #VALUE! | #VALUE! | #VALUE! | #VALUE! | #VALUE! | #VALUE! | #VALUE! | #VALUE! | #VALUE! | #VALUE! | #VALUE! | #VALUE! | #VALUE! | #VALUE! | #VALUE! | #VALUE! | #VALUE! | #VALUE! | #VALUE! | #VALUE! | #VALUE! | #VALUE! | #VALUE! | [51 empty] | 0 | 0 | 0 | 0 | 0 | 0 | 0 | 0 | 0 | 0 | 0 | 0 | 0
[72 empty] | 0 | 0 | 0 | 0 | 0 | - |  |  | 0 | #DIV/0! | 31.9871 | 4.1258 | 4.7092 | 6.4534 | 8.5934 | 9.1426 | 9.3718 | 9.7796 | 9.5463 | 6.9127 | 5.6432 | 4.1906 | 3.6984 | 4.3952 | 1.8095 | 13.8297 | 13.8297 |  | #VALUE! | #VALUE! | #VALUE! | #VALUE! | #VALUE! | #VALUE! | #VALUE! | #VALUE! | #VALUE! | #VALUE! | #VALUE! | #VALUE! | #VALUE! | #VALUE! | #VALUE! | #VALUE! | #VALUE! | #VALUE! | #VALUE! | #VALUE! | #VALUE! | #VALUE! | #VALUE! | #VALUE! | #VALUE! | #VALUE! | #VALUE! | #VALUE! | #VALUE! | #VALUE! | #VALUE! | #VALUE! | #VALUE! | #VALUE! | #VALUE! | #VALUE! | #VALUE! | #VALUE! | #VALUE! | #VALUE! | #VALUE! | #VALUE! | #VALUE! | #VALUE! | #VALUE! | #VALUE! | #VALUE! | #VALUE! | #VALUE! | #VALUE! | #VALUE! | #VALUE! | #VALUE! | #VALUE! | #VALUE! | #VALUE! | #VALUE! | #VALUE! | #VALUE! | #VALUE! | #VALUE! | #VALUE! | #VALUE! | #VALUE! | #VALUE! | #VALUE! | #VALUE! | #VALUE! | [51 empty] | 0 | 0 | 0 | 0 | 0 | 0 | 0 | 0 | 0 | 0 | 0 | 0 | 0
[72 empty] | 0 | 0 | 0 | 0 | 0 | - |  |  | 0 | #DIV/0! | 31.9871 | 4.1258 | 4.7092 | 6.4534 | 8.5934 | 9.1426 | 9.3718 | 9.7796 | 9.5463 | 6.9127 | 5.6432 | 4.1906 | 3.6984 | 4.3952 | 1.8095 | 13.8297 | 13.8297 |  | #VALUE! | #VALUE! | #VALUE! | #VALUE! | #VALUE! | #VALUE! | #VALUE! | #VALUE! | #VALUE! | #VALUE! | #VALUE! | #VALUE! | #VALUE! | #VALUE! | #VALUE! | #VALUE! | #VALUE! | #VALUE! | #VALUE! | #VALUE! | #VALUE! | #VALUE! | #VALUE! | #VALUE! | #VALUE! | #VALUE! | #VALUE! | #VALUE! | #VALUE! | #VALUE! | #VALUE! | #VALUE! | #VALUE! | #VALUE! | #VALUE! | #VALUE! | #VALUE! | #VALUE! | #VALUE! | #VALUE! | #VALUE! | #VALUE! | #VALUE! | #VALUE! | #VALUE! | #VALUE! | #VALUE! | #VALUE! | #VALUE! | #VALUE! | #VALUE! | #VALUE! | #VALUE! | #VALUE! | #VALUE! | #VALUE! | #VALUE! | #VALUE! | #VALUE! | #VALUE! | #VALUE! | #VALUE! | #VALUE! | #VALUE! | #VALUE! | #VALUE! | #VALUE! | #VALUE! | [51 empty] | 0 | 0 | 0 | 0 | 0 | 0 | 0 | 0 | 0 | 0 | 0 | 0 | 0
[72 empty] | 0 | 0 | 0 | 0 | 0 | - |  |  | 0 | #DIV/0! | 31.9871 | 4.1258 | 4.7092 | 6.4534 | 8.5934 | 9.1426 | 9.3718 | 9.7796 | 9.5463 | 6.9127 | 5.6432 | 4.1906 | 3.6984 | 4.3952 | 1.8095 | 13.8297 | 13.8297 |  | #VALUE! | #VALUE! | #VALUE! | #VALUE! | #VALUE! | #VALUE! | #VALUE! | #VALUE! | #VALUE! | #VALUE! | #VALUE! | #VALUE! | #VALUE! | #VALUE! | #VALUE! | #VALUE! | #VALUE! | #VALUE! | #VALUE! | #VALUE! | #VALUE! | #VALUE! | #VALUE! | #VALUE! | #VALUE! | #VALUE! | #VALUE! | #VALUE! | #VALUE! | #VALUE! | #VALUE! | #VALUE! | #VALUE! | #VALUE! | #VALUE! | #VALUE! | #VALUE! | #VALUE! | #VALUE! | #VALUE! | #VALUE! | #VALUE! | #VALUE! | #VALUE! | #VALUE! | #VALUE! | #VALUE! | #VALUE! | #VALUE! | #VALUE! | #VALUE! | #VALUE! | #VALUE! | #VALUE! | #VALUE! | #VALUE! | #VALUE! | #VALUE! | #VALUE! | #VALUE! | #VALUE! | #VALUE! | #VALUE! | #VALUE! | #VALUE! | #VALUE! | #VALUE! | #VALUE! | [51 empty] | 0 | 0 | 0 | 0 | 0 | 0 | 0 | 0 | 0 | 0 | 0 | 0 | 0
[72 empty] | 0 | 0 | 0 | 0 | 0 | - |  |  | 0 | #DIV/0! | 31.9871 | 4.1258 | 4.7092 | 6.4534 | 8.5934 | 9.1426 | 9.3718 | 9.7796 | 9.5463 | 6.9127 | 5.6432 | 4.1906 | 3.6984 | 4.3952 | 1.8095 | 13.8297 | 13.8297 |  | #VALUE! | #VALUE! | #VALUE! | #VALUE! | #VALUE! | #VALUE! | #VALUE! | #VALUE! | #VALUE! | #VALUE! | #VALUE! | #VALUE! | #VALUE! | #VALUE! | #VALUE! | #VALUE! | #VALUE! | #VALUE! | #VALUE! | #VALUE! | #VALUE! | #VALUE! | #VALUE! | #VALUE! | #VALUE! | #VALUE! | #VALUE! | #VALUE! | #VALUE! | #VALUE! | #VALUE! | #VALUE! | #VALUE! | #VALUE! | #VALUE! | #VALUE! | #VALUE! | #VALUE! | #VALUE! | #VALUE! | #VALUE! | #VALUE! | #VALUE! | #VALUE! | #VALUE! | #VALUE! | #VALUE! | #VALUE! | #VALUE! | #VALUE! | #VALUE! | #VALUE! | #VALUE! | #VALUE! | #VALUE! | #VALUE! | #VALUE! | #VALUE! | #VALUE! | #VALUE! | #VALUE! | #VALUE! | #VALUE! | #VALUE! | #VALUE! | #VALUE! | #VALUE! | #VALUE! | [51 empty] | 0 | 0 | 0 | 0 | 0 | 0 | 0 | 0 | 0 | 0 | 0 | 0 | 0
[72 empty] | 0 | 0 | 0 | 0 | 0 | - |  |  | 0 | #DIV/0! | 31.9871 | 4.1258 | 4.7092 | 6.4534 | 8.5934 | 9.1426 | 9.3718 | 9.7796 | 9.5463 | 6.9127 | 5.6432 | 4.1906 | 3.6984 | 4.3952 | 1.8095 | 13.8297 | 13.8297 |  | #VALUE! | #VALUE! | #VALUE! | #VALUE! | #VALUE! | #VALUE! | #VALUE! | #VALUE! | #VALUE! | #VALUE! | #VALUE! | #VALUE! | #VALUE! | #VALUE! | #VALUE! | #VALUE! | #VALUE! | #VALUE! | #VALUE! | #VALUE! | #VALUE! | #VALUE! | #VALUE! | #VALUE! | #VALUE! | #VALUE! | #VALUE! | #VALUE! | #VALUE! | #VALUE! | #VALUE! | #VALUE! | #VALUE! | #VALUE! | #VALUE! | #VALUE! | #VALUE! | #VALUE! | #VALUE! | #VALUE! | #VALUE! | #VALUE! | #VALUE! | #VALUE! | #VALUE! | #VALUE! | #VALUE! | #VALUE! | #VALUE! | #VALUE! | #VALUE! | #VALUE! | #VALUE! | #VALUE! | #VALUE! | #VALUE! | #VALUE! | #VALUE! | #VALUE! | #VALUE! | #VALUE! | #VALUE! | #VALUE! | #VALUE! | #VALUE! | #VALUE! | #VALUE! | #VALUE! | [51 empty] | 0 | 0 | 0 | 0 | 0 | 0 | 0 | 0 | 0 | 0 | 0 | 0 | 0
[72 empty] | 0 | 0 | 0 | 0 | 0 | - |  |  | 0 | #DIV/0! | 31.9871 | 4.1258 | 4.7092 | 6.4534 | 8.5934 | 9.1426 | 9.3718 | 9.7796 | 9.5463 | 6.9127 | 5.6432 | 4.1906 | 3.6984 | 4.3952 | 1.8095 | 13.8297 | 13.8297 |  | #VALUE! | #VALUE! | #VALUE! | #VALUE! | #VALUE! | #VALUE! | #VALUE! | #VALUE! | #VALUE! | #VALUE! | #VALUE! | #VALUE! | #VALUE! | #VALUE! | #VALUE! | #VALUE! | #VALUE! | #VALUE! | #VALUE! | #VALUE! | #VALUE! | #VALUE! | #VALUE! | #VALUE! | #VALUE! | #VALUE! | #VALUE! | #VALUE! | #VALUE! | #VALUE! | #VALUE! | #VALUE! | #VALUE! | #VALUE! | #VALUE! | #VALUE! | #VALUE! | #VALUE! | #VALUE! | #VALUE! | #VALUE! | #VALUE! | #VALUE! | #VALUE! | #VALUE! | #VALUE! | #VALUE! | #VALUE! | #VALUE! | #VALUE! | #VALUE! | #VALUE! | #VALUE! | #VALUE! | #VALUE! | #VALUE! | #VALUE! | #VALUE! | #VALUE! | #VALUE! | #VALUE! | #VALUE! | #VALUE! | #VALUE! | #VALUE! | #VALUE! | #VALUE! | #VALUE! | [51 empty] | 0 | 0 | 0 | 0 | 0 | 0 | 0 | 0 | 0 | 0 | 0 | 0 | 0
[72 empty] | 0 | 0 | 0 | 0 | 0 | - |  |  | 0 | #DIV/0! | 31.9871 | 4.1258 | 4.7092 | 6.4534 | 8.5934 | 9.1426 | 9.3718 | 9.7796 | 9.5463 | 6.9127 | 5.6432 | 4.1906 | 3.6984 | 4.3952 | 1.8095 | 13.8297 | 13.8297 |  | #VALUE! | #VALUE! | #VALUE! | #VALUE! | #VALUE! | #VALUE! | #VALUE! | #VALUE! | #VALUE! | #VALUE! | #VALUE! | #VALUE! | #VALUE! | #VALUE! | #VALUE! | #VALUE! | #VALUE! | #VALUE! | #VALUE! | #VALUE! | #VALUE! | #VALUE! | #VALUE! | #VALUE! | #VALUE! | #VALUE! | #VALUE! | #VALUE! | #VALUE! | #VALUE! | #VALUE! | #VALUE! | #VALUE! | #VALUE! | #VALUE! | #VALUE! | #VALUE! | #VALUE! | #VALUE! | #VALUE! | #VALUE! | #VALUE! | #VALUE! | #VALUE! | #VALUE! | #VALUE! | #VALUE! | #VALUE! | #VALUE! | #VALUE! | #VALUE! | #VALUE! | #VALUE! | #VALUE! | #VALUE! | #VALUE! | #VALUE! | #VALUE! | #VALUE! | #VALUE! | #VALUE! | #VALUE! | #VALUE! | #VALUE! | #VALUE! | #VALUE! | #VALUE! | #VALUE! | [51 empty] | 0 | 0 | 0 | 0 | 0 | 0 | 0 | 0 | 0 | 0 | 0 | 0 | 0
[72 empty] | 0 | 0 | 0 | 0 | 0 | - |  |  | 0 | #DIV/0! | 31.9871 | 4.1258 | 4.7092 | 6.4534 | 8.5934 | 9.1426 | 9.3718 | 9.7796 | 9.5463 | 6.9127 | 5.6432 | 4.1906 | 3.6984 | 4.3952 | 1.8095 | 13.8297 | 13.8297 |  | #VALUE! | #VALUE! | #VALUE! | #VALUE! | #VALUE! | #VALUE! | #VALUE! | #VALUE! | #VALUE! | #VALUE! | #VALUE! | #VALUE! | #VALUE! | #VALUE! | #VALUE! | #VALUE! | #VALUE! | #VALUE! | #VALUE! | #VALUE! | #VALUE! | #VALUE! | #VALUE! | #VALUE! | #VALUE! | #VALUE! | #VALUE! | #VALUE! | #VALUE! | #VALUE! | #VALUE! | #VALUE! | #VALUE! | #VALUE! | #VALUE! | #VALUE! | #VALUE! | #VALUE! | #VALUE! | #VALUE! | #VALUE! | #VALUE! | #VALUE! | #VALUE! | #VALUE! | #VALUE! | #VALUE! | #VALUE! | #VALUE! | #VALUE! | #VALUE! | #VALUE! | #VALUE! | #VALUE! | #VALUE! | #VALUE! | #VALUE! | #VALUE! | #VALUE! | #VALUE! | #VALUE! | #VALUE! | #VALUE! | #VALUE! | #VALUE! | #VALUE! | #VALUE! | #VALUE! | [51 empty] | 0 | 0 | 0 | 0 | 0 | 0 | 0 | 0 | 0 | 0 | 0 | 0 | 0
[72 empty] | 0 | 0 | 0 | 0 | 0 | - |  |  | 0 | #DIV/0! | 31.9871 | 4.1258 | 4.7092 | 6.4534 | 8.5934 | 9.1426 | 9.3718 | 9.7796 | 9.5463 | 6.9127 | 5.6432 | 4.1906 | 3.6984 | 4.3952 | 1.8095 | 13.8297 | 13.8297 |  | #VALUE! | #VALUE! | #VALUE! | #VALUE! | #VALUE! | #VALUE! | #VALUE! | #VALUE! | #VALUE! | #VALUE! | #VALUE! | #VALUE! | #VALUE! | #VALUE! | #VALUE! | #VALUE! | #VALUE! | #VALUE! | #VALUE! | #VALUE! | #VALUE! | #VALUE! | #VALUE! | #VALUE! | #VALUE! | #VALUE! | #VALUE! | #VALUE! | #VALUE! | #VALUE! | #VALUE! | #VALUE! | #VALUE! | #VALUE! | #VALUE! | #VALUE! | #VALUE! | #VALUE! | #VALUE! | #VALUE! | #VALUE! | #VALUE! | #VALUE! | #VALUE! | #VALUE! | #VALUE! | #VALUE! | #VALUE! | #VALUE! | #VALUE! | #VALUE! | #VALUE! | #VALUE! | #VALUE! | #VALUE! | #VALUE! | #VALUE! | #VALUE! | #VALUE! | #VALUE! | #VALUE! | #VALUE! | #VALUE! | #VALUE! | #VALUE! | #VALUE! | #VALUE! | #VALUE! | [51 empty] | 0 | 0 | 0 | 0 | 0 | 0 | 0 | 0 | 0 | 0 | 0 | 0 | 0
[72 empty] | 0 | 0 | 0 | 0 | 0 | - |  |  | 0 | #DIV/0! | 31.9871 | 4.1258 | 4.7092 | 6.4534 | 8.5934 | 9.1426 | 9.3718 | 9.7796 | 9.5463 | 6.9127 | 5.6432 | 4.1906 | 3.6984 | 4.3952 | 1.8095 | 13.8297 | 13.8297 |  | #VALUE! | #VALUE! | #VALUE! | #VALUE! | #VALUE! | #VALUE! | #VALUE! | #VALUE! | #VALUE! | #VALUE! | #VALUE! | #VALUE! | #VALUE! | #VALUE! | #VALUE! | #VALUE! | #VALUE! | #VALUE! | #VALUE! | #VALUE! | #VALUE! | #VALUE! | #VALUE! | #VALUE! | #VALUE! | #VALUE! | #VALUE! | #VALUE! | #VALUE! | #VALUE! | #VALUE! | #VALUE! | #VALUE! | #VALUE! | #VALUE! | #VALUE! | #VALUE! | #VALUE! | #VALUE! | #VALUE! | #VALUE! | #VALUE! | #VALUE! | #VALUE! | #VALUE! | #VALUE! | #VALUE! | #VALUE! | #VALUE! | #VALUE! | #VALUE! | #VALUE! | #VALUE! | #VALUE! | #VALUE! | #VALUE! | #VALUE! | #VALUE! | #VALUE! | #VALUE! | #VALUE! | #VALUE! | #VALUE! | #VALUE! | #VALUE! | #VALUE! | #VALUE! | #VALUE! | [51 empty] | 0 | 0 | 0 | 0 | 0 | 0 | 0 | 0 | 0 | 0 | 0 | 0 | 0
[72 empty] | 0 | 0 | 0 | 0 | 0 | - |  |  | 0 | #DIV/0! | 31.9871 | 4.1258 | 4.7092 | 6.4534 | 8.5934 | 9.1426 | 9.3718 | 9.7796 | 9.5463 | 6.9127 | 5.6432 | 4.1906 | 3.6984 | 4.3952 | 1.8095 | 13.8297 | 13.8297 |  | #VALUE! | #VALUE! | #VALUE! | #VALUE! | #VALUE! | #VALUE! | #VALUE! | #VALUE! | #VALUE! | #VALUE! | #VALUE! | #VALUE! | #VALUE! | #VALUE! | #VALUE! | #VALUE! | #VALUE! | #VALUE! | #VALUE! | #VALUE! | #VALUE! | #VALUE! | #VALUE! | #VALUE! | #VALUE! | #VALUE! | #VALUE! | #VALUE! | #VALUE! | #VALUE! | #VALUE! | #VALUE! | #VALUE! | #VALUE! | #VALUE! | #VALUE! | #VALUE! | #VALUE! | #VALUE! | #VALUE! | #VALUE! | #VALUE! | #VALUE! | #VALUE! | #VALUE! | #VALUE! | #VALUE! | #VALUE! | #VALUE! | #VALUE! | #VALUE! | #VALUE! | #VALUE! | #VALUE! | #VALUE! | #VALUE! | #VALUE! | #VALUE! | #VALUE! | #VALUE! | #VALUE! | #VALUE! | #VALUE! | #VALUE! | #VALUE! | #VALUE! | #VALUE! | #VALUE! | [51 empty] | 0 | 0 | 0 | 0 | 0 | 0 | 0 | 0 | 0 | 0 | 0 | 0 | 0
[72 empty] | 0 | 0 | 0 | 0 | 0 | - |  |  | 0 | #DIV/0! | 31.9871 | 4.1258 | 4.7092 | 6.4534 | 8.5934 | 9.1426 | 9.3718 | 9.7796 | 9.5463 | 6.9127 | 5.6432 | 4.1906 | 3.6984 | 4.3952 | 1.8095 | 13.8297 | 13.8297 |  | #VALUE! | #VALUE! | #VALUE! | #VALUE! | #VALUE! | #VALUE! | #VALUE! | #VALUE! | #VALUE! | #VALUE! | #VALUE! | #VALUE! | #VALUE! | #VALUE! | #VALUE! | #VALUE! | #VALUE! | #VALUE! | #VALUE! | #VALUE! | #VALUE! | #VALUE! | #VALUE! | #VALUE! | #VALUE! | #VALUE! | #VALUE! | #VALUE! | #VALUE! | #VALUE! | #VALUE! | #VALUE! | #VALUE! | #VALUE! | #VALUE! | #VALUE! | #VALUE! | #VALUE! | #VALUE! | #VALUE! | #VALUE! | #VALUE! | #VALUE! | #VALUE! | #VALUE! | #VALUE! | #VALUE! | #VALUE! | #VALUE! | #VALUE! | #VALUE! | #VALUE! | #VALUE! | #VALUE! | #VALUE! | #VALUE! | #VALUE! | #VALUE! | #VALUE! | #VALUE! | #VALUE! | #VALUE! | #VALUE! | #VALUE! | #VALUE! | #VALUE! | #VALUE! | #VALUE! | [51 empty] | 0 | 0 | 0 | 0 | 0 | 0 | 0 | 0 | 0 | 0 | 0 | 0 | 0
[72 empty] | 0 | 0 | 0 | 0 | 0 | - |  |  | 0 | #DIV/0! | 31.9871 | 4.1258 | 4.7092 | 6.4534 | 8.5934 | 9.1426 | 9.3718 | 9.7796 | 9.5463 | 6.9127 | 5.6432 | 4.1906 | 3.6984 | 4.3952 | 1.8095 | 13.8297 | 13.8297 |  | #VALUE! | #VALUE! | #VALUE! | #VALUE! | #VALUE! | #VALUE! | #VALUE! | #VALUE! | #VALUE! | #VALUE! | #VALUE! | #VALUE! | #VALUE! | #VALUE! | #VALUE! | #VALUE! | #VALUE! | #VALUE! | #VALUE! | #VALUE! | #VALUE! | #VALUE! | #VALUE! | #VALUE! | #VALUE! | #VALUE! | #VALUE! | #VALUE! | #VALUE! | #VALUE! | #VALUE! | #VALUE! | #VALUE! | #VALUE! | #VALUE! | #VALUE! | #VALUE! | #VALUE! | #VALUE! | #VALUE! | #VALUE! | #VALUE! | #VALUE! | #VALUE! | #VALUE! | #VALUE! | #VALUE! | #VALUE! | #VALUE! | #VALUE! | #VALUE! | #VALUE! | #VALUE! | #VALUE! | #VALUE! | #VALUE! | #VALUE! | #VALUE! | #VALUE! | #VALUE! | #VALUE! | #VALUE! | #VALUE! | #VALUE! | #VALUE! | #VALUE! | #VALUE! | #VALUE! | [51 empty] | 0 | 0 | 0 | 0 | 0 | 0 | 0 | 0 | 0 | 0 | 0 | 0 | 0
[72 empty] | 0 | 0 | 0 | 0 | 0 | - |  |  | 0 | #DIV/0! | 31.9871 | 4.1258 | 4.7092 | 6.4534 | 8.5934 | 9.1426 | 9.3718 | 9.7796 | 9.5463 | 6.9127 | 5.6432 | 4.1906 | 3.6984 | 4.3952 | 1.8095 | 13.8297 | 13.8297 |  | #VALUE! | #VALUE! | #VALUE! | #VALUE! | #VALUE! | #VALUE! | #VALUE! | #VALUE! | #VALUE! | #VALUE! | #VALUE! | #VALUE! | #VALUE! | #VALUE! | #VALUE! | #VALUE! | #VALUE! | #VALUE! | #VALUE! | #VALUE! | #VALUE! | #VALUE! | #VALUE! | #VALUE! | #VALUE! | #VALUE! | #VALUE! | #VALUE! | #VALUE! | #VALUE! | #VALUE! | #VALUE! | #VALUE! | #VALUE! | #VALUE! | #VALUE! | #VALUE! | #VALUE! | #VALUE! | #VALUE! | #VALUE! | #VALUE! | #VALUE! | #VALUE! | #VALUE! | #VALUE! | #VALUE! | #VALUE! | #VALUE! | #VALUE! | #VALUE! | #VALUE! | #VALUE! | #VALUE! | #VALUE! | #VALUE! | #VALUE! | #VALUE! | #VALUE! | #VALUE! | #VALUE! | #VALUE! | #VALUE! | #VALUE! | #VALUE! | #VALUE! | #VALUE! | #VALUE! | [51 empty] | 0 | 0 | 0 | 0 | 0 | 0 | 0 | 0 | 0 | 0 | 0 | 0 | 0
[72 empty] | 0 | 0 | 0 | 0 | 0 | - |  |  | 0 | #DIV/0! | 31.9871 | 4.1258 | 4.7092 | 6.4534 | 8.5934 | 9.1426 | 9.3718 | 9.7796 | 9.5463 | 6.9127 | 5.6432 | 4.1906 | 3.6984 | 4.3952 | 1.8095 | 13.8297 | 13.8297 |  | #VALUE! | #VALUE! | #VALUE! | #VALUE! | #VALUE! | #VALUE! | #VALUE! | #VALUE! | #VALUE! | #VALUE! | #VALUE! | #VALUE! | #VALUE! | #VALUE! | #VALUE! | #VALUE! | #VALUE! | #VALUE! | #VALUE! | #VALUE! | #VALUE! | #VALUE! | #VALUE! | #VALUE! | #VALUE! | #VALUE! | #VALUE! | #VALUE! | #VALUE! | #VALUE! | #VALUE! | #VALUE! | #VALUE! | #VALUE! | #VALUE! | #VALUE! | #VALUE! | #VALUE! | #VALUE! | #VALUE! | #VALUE! | #VALUE! | #VALUE! | #VALUE! | #VALUE! | #VALUE! | #VALUE! | #VALUE! | #VALUE! | #VALUE! | #VALUE! | #VALUE! | #VALUE! | #VALUE! | #VALUE! | #VALUE! | #VALUE! | #VALUE! | #VALUE! | #VALUE! | #VALUE! | #VALUE! | #VALUE! | #VALUE! | #VALUE! | #VALUE! | #VALUE! | #VALUE! | [51 empty] | 0 | 0 | 0 | 0 | 0 | 0 | 0 | 0 | 0 | 0 | 0 | 0 | 0
[72 empty] | 0 | 0 | 0 | 0 | 0 | - |  |  | 0 | #DIV/0! | 31.9871 | 4.1258 | 4.7092 | 6.4534 | 8.5934 | 9.1426 | 9.3718 | 9.7796 | 9.5463 | 6.9127 | 5.6432 | 4.1906 | 3.6984 | 4.3952 | 1.8095 | 13.8297 | 13.8297 |  | #VALUE! | #VALUE! | #VALUE! | #VALUE! | #VALUE! | #VALUE! | #VALUE! | #VALUE! | #VALUE! | #VALUE! | #VALUE! | #VALUE! | #VALUE! | #VALUE! | #VALUE! | #VALUE! | #VALUE! | #VALUE! | #VALUE! | #VALUE! | #VALUE! | #VALUE! | #VALUE! | #VALUE! | #VALUE! | #VALUE! | #VALUE! | #VALUE! | #VALUE! | #VALUE! | #VALUE! | #VALUE! | #VALUE! | #VALUE! | #VALUE! | #VALUE! | #VALUE! | #VALUE! | #VALUE! | #VALUE! | #VALUE! | #VALUE! | #VALUE! | #VALUE! | #VALUE! | #VALUE! | #VALUE! | #VALUE! | #VALUE! | #VALUE! | #VALUE! | #VALUE! | #VALUE! | #VALUE! | #VALUE! | #VALUE! | #VALUE! | #VALUE! | #VALUE! | #VALUE! | #VALUE! | #VALUE! | #VALUE! | #VALUE! | #VALUE! | #VALUE! | #VALUE! | #VALUE! | [51 empty] | 0 | 0 | 0 | 0 | 0 | 0 | 0 | 0 | 0 | 0 | 0 | 0 | 0
[72 empty] | 0 | 0 | 0 | 0 | 0 | - |  |  | 0 | #DIV/0! | 31.9871 | 4.1258 | 4.7092 | 6.4534 | 8.5934 | 9.1426 | 9.3718 | 9.7796 | 9.5463 | 6.9127 | 5.6432 | 4.1906 | 3.6984 | 4.3952 | 1.8095 | 13.8297 | 13.8297 |  | #VALUE! | #VALUE! | #VALUE! | #VALUE! | #VALUE! | #VALUE! | #VALUE! | #VALUE! | #VALUE! | #VALUE! | #VALUE! | #VALUE! | #VALUE! | #VALUE! | #VALUE! | #VALUE! | #VALUE! | #VALUE! | #VALUE! | #VALUE! | #VALUE! | #VALUE! | #VALUE! | #VALUE! | #VALUE! | #VALUE! | #VALUE! | #VALUE! | #VALUE! | #VALUE! | #VALUE! | #VALUE! | #VALUE! | #VALUE! | #VALUE! | #VALUE! | #VALUE! | #VALUE! | #VALUE! | #VALUE! | #VALUE! | #VALUE! | #VALUE! | #VALUE! | #VALUE! | #VALUE! | #VALUE! | #VALUE! | #VALUE! | #VALUE! | #VALUE! | #VALUE! | #VALUE! | #VALUE! | #VALUE! | #VALUE! | #VALUE! | #VALUE! | #VALUE! | #VALUE! | #VALUE! | #VALUE! | #VALUE! | #VALUE! | #VALUE! | #VALUE! | #VALUE! | #VALUE! | [51 empty] | 0 | 0 | 0 | 0 | 0 | 0 | 0 | 0 | 0 | 0 | 0 | 0 | 0
[72 empty] | 0 | 0 | 0 | 0 | 0 | - |  |  | 0 | #DIV/0! | 31.9871 | 4.1258 | 4.7092 | 6.4534 | 8.5934 | 9.1426 | 9.3718 | 9.7796 | 9.5463 | 6.9127 | 5.6432 | 4.1906 | 3.6984 | 4.3952 | 1.8095 | 13.8297 | 13.8297 |  | #VALUE! | #VALUE! | #VALUE! | #VALUE! | #VALUE! | #VALUE! | #VALUE! | #VALUE! | #VALUE! | #VALUE! | #VALUE! | #VALUE! | #VALUE! | #VALUE! | #VALUE! | #VALUE! | #VALUE! | #VALUE! | #VALUE! | #VALUE! | #VALUE! | #VALUE! | #VALUE! | #VALUE! | #VALUE! | #VALUE! | #VALUE! | #VALUE! | #VALUE! | #VALUE! | #VALUE! | #VALUE! | #VALUE! | #VALUE! | #VALUE! | #VALUE! | #VALUE! | #VALUE! | #VALUE! | #VALUE! | #VALUE! | #VALUE! | #VALUE! | #VALUE! | #VALUE! | #VALUE! | #VALUE! | #VALUE! | #VALUE! | #VALUE! | #VALUE! | #VALUE! | #VALUE! | #VALUE! | #VALUE! | #VALUE! | #VALUE! | #VALUE! | #VALUE! | #VALUE! | #VALUE! | #VALUE! | #VALUE! | #VALUE! | #VALUE! | #VALUE! | #VALUE! | #VALUE! | [51 empty] | 0 | 0 | 0 | 0 | 0 | 0 | 0 | 0 | 0 | 0 | 0 | 0 | 0
[72 empty] | 0 | 0 | 0 | 0 | 0 | - |  |  | 0 | #DIV/0! | 31.9871 | 4.1258 | 4.7092 | 6.4534 | 8.5934 | 9.1426 | 9.3718 | 9.7796 | 9.5463 | 6.9127 | 5.6432 | 4.1906 | 3.6984 | 4.3952 | 1.8095 | 13.8297 | 13.8297 |  | #VALUE! | #VALUE! | #VALUE! | #VALUE! | #VALUE! | #VALUE! | #VALUE! | #VALUE! | #VALUE! | #VALUE! | #VALUE! | #VALUE! | #VALUE! | #VALUE! | #VALUE! | #VALUE! | #VALUE! | #VALUE! | #VALUE! | #VALUE! | #VALUE! | #VALUE! | #VALUE! | #VALUE! | #VALUE! | #VALUE! | #VALUE! | #VALUE! | #VALUE! | #VALUE! | #VALUE! | #VALUE! | #VALUE! | #VALUE! | #VALUE! | #VALUE! | #VALUE! | #VALUE! | #VALUE! | #VALUE! | #VALUE! | #VALUE! | #VALUE! | #VALUE! | #VALUE! | #VALUE! | #VALUE! | #VALUE! | #VALUE! | #VALUE! | #VALUE! | #VALUE! | #VALUE! | #VALUE! | #VALUE! | #VALUE! | #VALUE! | #VALUE! | #VALUE! | #VALUE! | #VALUE! | #VALUE! | #VALUE! | #VALUE! | #VALUE! | #VALUE! | #VALUE! | #VALUE! | [51 empty] | 0 | 0 | 0 | 0 | 0 | 0 | 0 | 0 | 0 | 0 | 0 | 0 | 0
[72 empty] | 0 | 0 | 0 | 0 | 0 | - |  |  | 0 | #DIV/0! | 31.9871 | 4.1258 | 4.7092 | 6.4534 | 8.5934 | 9.1426 | 9.3718 | 9.7796 | 9.5463 | 6.9127 | 5.6432 | 4.1906 | 3.6984 | 4.3952 | 1.8095 | 13.8297 | 13.8297 |  | #VALUE! | #VALUE! | #VALUE! | #VALUE! | #VALUE! | #VALUE! | #VALUE! | #VALUE! | #VALUE! | #VALUE! | #VALUE! | #VALUE! | #VALUE! | #VALUE! | #VALUE! | #VALUE! | #VALUE! | #VALUE! | #VALUE! | #VALUE! | #VALUE! | #VALUE! | #VALUE! | #VALUE! | #VALUE! | #VALUE! | #VALUE! | #VALUE! | #VALUE! | #VALUE! | #VALUE! | #VALUE! | #VALUE! | #VALUE! | #VALUE! | #VALUE! | #VALUE! | #VALUE! | #VALUE! | #VALUE! | #VALUE! | #VALUE! | #VALUE! | #VALUE! | #VALUE! | #VALUE! | #VALUE! | #VALUE! | #VALUE! | #VALUE! | #VALUE! | #VALUE! | #VALUE! | #VALUE! | #VALUE! | #VALUE! | #VALUE! | #VALUE! | #VALUE! | #VALUE! | #VALUE! | #VALUE! | #VALUE! | #VALUE! | #VALUE! | #VALUE! | #VALUE! | #VALUE! | [51 empty] | 0 | 0 | 0 | 0 | 0 | 0 | 0 | 0 | 0 | 0 | 0 | 0 | 0
[72 empty] | 0 | 0 | 0 | 0 | 0 | - |  |  | 0 | #DIV/0! | 31.9871 | 4.1258 | 4.7092 | 6.4534 | 8.5934 | 9.1426 | 9.3718 | 9.7796 | 9.5463 | 6.9127 | 5.6432 | 4.1906 | 3.6984 | 4.3952 | 1.8095 | 13.8297 | 13.8297 |  | #VALUE! | #VALUE! | #VALUE! | #VALUE! | #VALUE! | #VALUE! | #VALUE! | #VALUE! | #VALUE! | #VALUE! | #VALUE! | #VALUE! | #VALUE! | #VALUE! | #VALUE! | #VALUE! | #VALUE! | #VALUE! | #VALUE! | #VALUE! | #VALUE! | #VALUE! | #VALUE! | #VALUE! | #VALUE! | #VALUE! | #VALUE! | #VALUE! | #VALUE! | #VALUE! | #VALUE! | #VALUE! | #VALUE! | #VALUE! | #VALUE! | #VALUE! | #VALUE! | #VALUE! | #VALUE! | #VALUE! | #VALUE! | #VALUE! | #VALUE! | #VALUE! | #VALUE! | #VALUE! | #VALUE! | #VALUE! | #VALUE! | #VALUE! | #VALUE! | #VALUE! | #VALUE! | #VALUE! | #VALUE! | #VALUE! | #VALUE! | #VALUE! | #VALUE! | #VALUE! | #VALUE! | #VALUE! | #VALUE! | #VALUE! | #VALUE! | #VALUE! | #VALUE! | #VALUE! | [51 empty] | 0 | 0 | 0 | 0 | 0 | 0 | 0 | 0 | 0 | 0 | 0 | 0 | 0
[72 empty] | 0 | 0 | 0 | 0 | 0 | - |  |  | 0 | #DIV/0! | 31.9871 | 4.1258 | 4.7092 | 6.4534 | 8.5934 | 9.1426 | 9.3718 | 9.7796 | 9.5463 | 6.9127 | 5.6432 | 4.1906 | 3.6984 | 4.3952 | 1.8095 | 13.8297 | 13.8297 |  | #VALUE! | #VALUE! | #VALUE! | #VALUE! | #VALUE! | #VALUE! | #VALUE! | #VALUE! | #VALUE! | #VALUE! | #VALUE! | #VALUE! | #VALUE! | #VALUE! | #VALUE! | #VALUE! | #VALUE! | #VALUE! | #VALUE! | #VALUE! | #VALUE! | #VALUE! | #VALUE! | #VALUE! | #VALUE! | #VALUE! | #VALUE! | #VALUE! | #VALUE! | #VALUE! | #VALUE! | #VALUE! | #VALUE! | #VALUE! | #VALUE! | #VALUE! | #VALUE! | #VALUE! | #VALUE! | #VALUE! | #VALUE! | #VALUE! | #VALUE! | #VALUE! | #VALUE! | #VALUE! | #VALUE! | #VALUE! | #VALUE! | #VALUE! | #VALUE! | #VALUE! | #VALUE! | #VALUE! | #VALUE! | #VALUE! | #VALUE! | #VALUE! | #VALUE! | #VALUE! | #VALUE! | #VALUE! | #VALUE! | #VALUE! | #VALUE! | #VALUE! | #VALUE! | #VALUE! | [51 empty] | 0 | 0 | 0 | 0 | 0 | 0 | 0 | 0 | 0 | 0 | 0 | 0 | 0
[72 empty] | 0 | 0 | 0 | 0 | 0 | - |  |  | 0 | #DIV/0! | 31.9871 | 4.1258 | 4.7092 | 6.4534 | 8.5934 | 9.1426 | 9.3718 | 9.7796 | 9.5463 | 6.9127 | 5.6432 | 4.1906 | 3.6984 | 4.3952 | 1.8095 | 13.8297 | 13.8297 |  | #VALUE! | #VALUE! | #VALUE! | #VALUE! | #VALUE! | #VALUE! | #VALUE! | #VALUE! | #VALUE! | #VALUE! | #VALUE! | #VALUE! | #VALUE! | #VALUE! | #VALUE! | #VALUE! | #VALUE! | #VALUE! | #VALUE! | #VALUE! | #VALUE! | #VALUE! | #VALUE! | #VALUE! | #VALUE! | #VALUE! | #VALUE! | #VALUE! | #VALUE! | #VALUE! | #VALUE! | #VALUE! | #VALUE! | #VALUE! | #VALUE! | #VALUE! | #VALUE! | #VALUE! | #VALUE! | #VALUE! | #VALUE! | #VALUE! | #VALUE! | #VALUE! | #VALUE! | #VALUE! | #VALUE! | #VALUE! | #VALUE! | #VALUE! | #VALUE! | #VALUE! | #VALUE! | #VALUE! | #VALUE! | #VALUE! | #VALUE! | #VALUE! | #VALUE! | #VALUE! | #VALUE! | #VALUE! | #VALUE! | #VALUE! | #VALUE! | #VALUE! | #VALUE! | #VALUE! | [51 empty] | 0 | 0 | 0 | 0 | 0 | 0 | 0 | 0 | 0 | 0 | 0 | 0 | 0
[72 empty] | 0 | 0 | 0 | 0 | 0 | - |  |  | 0 | #DIV/0! | 31.9871 | 4.1258 | 4.7092 | 6.4534 | 8.5934 | 9.1426 | 9.3718 | 9.7796 | 9.5463 | 6.9127 | 5.6432 | 4.1906 | 3.6984 | 4.3952 | 1.8095 | 13.8297 | 13.8297 |  | #VALUE! | #VALUE! | #VALUE! | #VALUE! | #VALUE! | #VALUE! | #VALUE! | #VALUE! | #VALUE! | #VALUE! | #VALUE! | #VALUE! | #VALUE! | #VALUE! | #VALUE! | #VALUE! | #VALUE! | #VALUE! | #VALUE! | #VALUE! | #VALUE! | #VALUE! | #VALUE! | #VALUE! | #VALUE! | #VALUE! | #VALUE! | #VALUE! | #VALUE! | #VALUE! | #VALUE! | #VALUE! | #VALUE! | #VALUE! | #VALUE! | #VALUE! | #VALUE! | #VALUE! | #VALUE! | #VALUE! | #VALUE! | #VALUE! | #VALUE! | #VALUE! | #VALUE! | #VALUE! | #VALUE! | #VALUE! | #VALUE! | #VALUE! | #VALUE! | #VALUE! | #VALUE! | #VALUE! | #VALUE! | #VALUE! | #VALUE! | #VALUE! | #VALUE! | #VALUE! | #VALUE! | #VALUE! | #VALUE! | #VALUE! | #VALUE! | #VALUE! | #VALUE! | #VALUE! | [51 empty] | 0 | 0 | 0 | 0 | 0 | 0 | 0 | 0 | 0 | 0 | 0 | 0 | 0
[72 empty] | 0 | 0 | 0 | 0 | 0 | - |  |  | 0 | #DIV/0! | 31.9871 | 4.1258 | 4.7092 | 6.4534 | 8.5934 | 9.1426 | 9.3718 | 9.7796 | 9.5463 | 6.9127 | 5.6432 | 4.1906 | 3.6984 | 4.3952 | 1.8095 | 13.8297 | 13.8297 |  | #VALUE! | #VALUE! | #VALUE! | #VALUE! | #VALUE! | #VALUE! | #VALUE! | #VALUE! | #VALUE! | #VALUE! | #VALUE! | #VALUE! | #VALUE! | #VALUE! | #VALUE! | #VALUE! | #VALUE! | #VALUE! | #VALUE! | #VALUE! | #VALUE! | #VALUE! | #VALUE! | #VALUE! | #VALUE! | #VALUE! | #VALUE! | #VALUE! | #VALUE! | #VALUE! | #VALUE! | #VALUE! | #VALUE! | #VALUE! | #VALUE! | #VALUE! | #VALUE! | #VALUE! | #VALUE! | #VALUE! | #VALUE! | #VALUE! | #VALUE! | #VALUE! | #VALUE! | #VALUE! | #VALUE! | #VALUE! | #VALUE! | #VALUE! | #VALUE! | #VALUE! | #VALUE! | #VALUE! | #VALUE! | #VALUE! | #VALUE! | #VALUE! | #VALUE! | #VALUE! | #VALUE! | #VALUE! | #VALUE! | #VALUE! | #VALUE! | #VALUE! | #VALUE! | #VALUE! | [51 empty] | 0 | 0 | 0 | 0 | 0 | 0 | 0 | 0 | 0 | 0 | 0 | 0 | 0
[72 empty] | 0 | 0 | 0 | 0 | 0 | - |  |  | 0 | #DIV/0! | 31.9871 | 4.1258 | 4.7092 | 6.4534 | 8.5934 | 9.1426 | 9.3718 | 9.7796 | 9.5463 | 6.9127 | 5.6432 | 4.1906 | 3.6984 | 4.3952 | 1.8095 | 13.8297 | 13.8297 |  | #VALUE! | #VALUE! | #VALUE! | #VALUE! | #VALUE! | #VALUE! | #VALUE! | #VALUE! | #VALUE! | #VALUE! | #VALUE! | #VALUE! | #VALUE! | #VALUE! | #VALUE! | #VALUE! | #VALUE! | #VALUE! | #VALUE! | #VALUE! | #VALUE! | #VALUE! | #VALUE! | #VALUE! | #VALUE! | #VALUE! | #VALUE! | #VALUE! | #VALUE! | #VALUE! | #VALUE! | #VALUE! | #VALUE! | #VALUE! | #VALUE! | #VALUE! | #VALUE! | #VALUE! | #VALUE! | #VALUE! | #VALUE! | #VALUE! | #VALUE! | #VALUE! | #VALUE! | #VALUE! | #VALUE! | #VALUE! | #VALUE! | #VALUE! | #VALUE! | #VALUE! | #VALUE! | #VALUE! | #VALUE! | #VALUE! | #VALUE! | #VALUE! | #VALUE! | #VALUE! | #VALUE! | #VALUE! | #VALUE! | #VALUE! | #VALUE! | #VALUE! | #VALUE! | #VALUE! | [51 empty] | 0 | 0 | 0 | 0 | 0 | 0 | 0 | 0 | 0 | 0 | 0 | 0 | 0
[72 empty] | 0 | 0 | 0 | 0 | 0 | - |  |  | 0 | #DIV/0! | 31.9871 | 4.1258 | 4.7092 | 6.4534 | 8.5934 | 9.1426 | 9.3718 | 9.7796 | 9.5463 | 6.9127 | 5.6432 | 4.1906 | 3.6984 | 4.3952 | 1.8095 | 13.8297 | 13.8297 |  | #VALUE! | #VALUE! | #VALUE! | #VALUE! | #VALUE! | #VALUE! | #VALUE! | #VALUE! | #VALUE! | #VALUE! | #VALUE! | #VALUE! | #VALUE! | #VALUE! | #VALUE! | #VALUE! | #VALUE! | #VALUE! | #VALUE! | #VALUE! | #VALUE! | #VALUE! | #VALUE! | #VALUE! | #VALUE! | #VALUE! | #VALUE! | #VALUE! | #VALUE! | #VALUE! | #VALUE! | #VALUE! | #VALUE! | #VALUE! | #VALUE! | #VALUE! | #VALUE! | #VALUE! | #VALUE! | #VALUE! | #VALUE! | #VALUE! | #VALUE! | #VALUE! | #VALUE! | #VALUE! | #VALUE! | #VALUE! | #VALUE! | #VALUE! | #VALUE! | #VALUE! | #VALUE! | #VALUE! | #VALUE! | #VALUE! | #VALUE! | #VALUE! | #VALUE! | #VALUE! | #VALUE! | #VALUE! | #VALUE! | #VALUE! | #VALUE! | #VALUE! | #VALUE! | #VALUE! | [51 empty] | 0 | 0 | 0 | 0 | 0 | 0 | 0 | 0 | 0 | 0 | 0 | 0 | 0
[72 empty] | 0 | 0 | 0 | 0 | 0 | - |  |  | 0 | #DIV/0! | 31.9871 | 4.1258 | 4.7092 | 6.4534 | 8.5934 | 9.1426 | 9.3718 | 9.7796 | 9.5463 | 6.9127 | 5.6432 | 4.1906 | 3.6984 | 4.3952 | 1.8095 | 13.8297 | 13.8297 |  | #VALUE! | #VALUE! | #VALUE! | #VALUE! | #VALUE! | #VALUE! | #VALUE! | #VALUE! | #VALUE! | #VALUE! | #VALUE! | #VALUE! | #VALUE! | #VALUE! | #VALUE! | #VALUE! | #VALUE! | #VALUE! | #VALUE! | #VALUE! | #VALUE! | #VALUE! | #VALUE! | #VALUE! | #VALUE! | #VALUE! | #VALUE! | #VALUE! | #VALUE! | #VALUE! | #VALUE! | #VALUE! | #VALUE! | #VALUE! | #VALUE! | #VALUE! | #VALUE! | #VALUE! | #VALUE! | #VALUE! | #VALUE! | #VALUE! | #VALUE! | #VALUE! | #VALUE! | #VALUE! | #VALUE! | #VALUE! | #VALUE! | #VALUE! | #VALUE! | #VALUE! | #VALUE! | #VALUE! | #VALUE! | #VALUE! | #VALUE! | #VALUE! | #VALUE! | #VALUE! | #VALUE! | #VALUE! | #VALUE! | #VALUE! | #VALUE! | #VALUE! | #VALUE! | #VALUE! | [51 empty] | 0 | 0 | 0 | 0 | 0 | 0 | 0 | 0 | 0 | 0 | 0 | 0 | 0
[72 empty] | 0 | 0 | 0 | 0 | 0 | - |  |  | 0 | #DIV/0! | 31.9871 | 4.1258 | 4.7092 | 6.4534 | 8.5934 | 9.1426 | 9.3718 | 9.7796 | 9.5463 | 6.9127 | 5.6432 | 4.1906 | 3.6984 | 4.3952 | 1.8095 | 13.8297 | 13.8297 |  | #VALUE! | #VALUE! | #VALUE! | #VALUE! | #VALUE! | #VALUE! | #VALUE! | #VALUE! | #VALUE! | #VALUE! | #VALUE! | #VALUE! | #VALUE! | #VALUE! | #VALUE! | #VALUE! | #VALUE! | #VALUE! | #VALUE! | #VALUE! | #VALUE! | #VALUE! | #VALUE! | #VALUE! | #VALUE! | #VALUE! | #VALUE! | #VALUE! | #VALUE! | #VALUE! | #VALUE! | #VALUE! | #VALUE! | #VALUE! | #VALUE! | #VALUE! | #VALUE! | #VALUE! | #VALUE! | #VALUE! | #VALUE! | #VALUE! | #VALUE! | #VALUE! | #VALUE! | #VALUE! | #VALUE! | #VALUE! | #VALUE! | #VALUE! | #VALUE! | #VALUE! | #VALUE! | #VALUE! | #VALUE! | #VALUE! | #VALUE! | #VALUE! | #VALUE! | #VALUE! | #VALUE! | #VALUE! | #VALUE! | #VALUE! | #VALUE! | #VALUE! | #VALUE! | #VALUE! | [51 empty] | 0 | 0 | 0 | 0 | 0 | 0 | 0 | 0 | 0 | 0 | 0 | 0 | 0
[72 empty] | 0 | 0 | 0 | 0 | 0 | - |  |  | 0 | #DIV/0! | 31.9871 | 4.1258 | 4.7092 | 6.4534 | 8.5934 | 9.1426 | 9.3718 | 9.7796 | 9.5463 | 6.9127 | 5.6432 | 4.1906 | 3.6984 | 4.3952 | 1.8095 | 13.8297 | 13.8297 |  | #VALUE! | #VALUE! | #VALUE! | #VALUE! | #VALUE! | #VALUE! | #VALUE! | #VALUE! | #VALUE! | #VALUE! | #VALUE! | #VALUE! | #VALUE! | #VALUE! | #VALUE! | #VALUE! | #VALUE! | #VALUE! | #VALUE! | #VALUE! | #VALUE! | #VALUE! | #VALUE! | #VALUE! | #VALUE! | #VALUE! | #VALUE! | #VALUE! | #VALUE! | #VALUE! | #VALUE! | #VALUE! | #VALUE! | #VALUE! | #VALUE! | #VALUE! | #VALUE! | #VALUE! | #VALUE! | #VALUE! | #VALUE! | #VALUE! | #VALUE! | #VALUE! | #VALUE! | #VALUE! | #VALUE! | #VALUE! | #VALUE! | #VALUE! | #VALUE! | #VALUE! | #VALUE! | #VALUE! | #VALUE! | #VALUE! | #VALUE! | #VALUE! | #VALUE! | #VALUE! | #VALUE! | #VALUE! | #VALUE! | #VALUE! | #VALUE! | #VALUE! | #VALUE! | #VALUE! | [51 empty] | 0 | 0 | 0 | 0 | 0 | 0 | 0 | 0 | 0 | 0 | 0 | 0 | 0
[72 empty] | 0 | 0 | 0 | 0 | 0 | - |  |  | 0 | #DIV/0! | 31.9871 | 4.1258 | 4.7092 | 6.4534 | 8.5934 | 9.1426 | 9.3718 | 9.7796 | 9.5463 | 6.9127 | 5.6432 | 4.1906 | 3.6984 | 4.3952 | 1.8095 | 13.8297 | 13.8297 |  | #VALUE! | #VALUE! | #VALUE! | #VALUE! | #VALUE! | #VALUE! | #VALUE! | #VALUE! | #VALUE! | #VALUE! | #VALUE! | #VALUE! | #VALUE! | #VALUE! | #VALUE! | #VALUE! | #VALUE! | #VALUE! | #VALUE! | #VALUE! | #VALUE! | #VALUE! | #VALUE! | #VALUE! | #VALUE! | #VALUE! | #VALUE! | #VALUE! | #VALUE! | #VALUE! | #VALUE! | #VALUE! | #VALUE! | #VALUE! | #VALUE! | #VALUE! | #VALUE! | #VALUE! | #VALUE! | #VALUE! | #VALUE! | #VALUE! | #VALUE! | #VALUE! | #VALUE! | #VALUE! | #VALUE! | #VALUE! | #VALUE! | #VALUE! | #VALUE! | #VALUE! | #VALUE! | #VALUE! | #VALUE! | #VALUE! | #VALUE! | #VALUE! | #VALUE! | #VALUE! | #VALUE! | #VALUE! | #VALUE! | #VALUE! | #VALUE! | #VALUE! | #VALUE! | #VALUE! | [51 empty] | 0 | 0 | 0 | 0 | 0 | 0 | 0 | 0 | 0 | 0 | 0 | 0 | 0
[72 empty] | 0 | 0 | 0 | 0 | 0 | - |  |  | 0 | #DIV/0! | 31.9871 | 4.1258 | 4.7092 | 6.4534 | 8.5934 | 9.1426 | 9.3718 | 9.7796 | 9.5463 | 6.9127 | 5.6432 | 4.1906 | 3.6984 | 4.3952 | 1.8095 | 13.8297 | 13.8297 |  | #VALUE! | #VALUE! | #VALUE! | #VALUE! | #VALUE! | #VALUE! | #VALUE! | #VALUE! | #VALUE! | #VALUE! | #VALUE! | #VALUE! | #VALUE! | #VALUE! | #VALUE! | #VALUE! | #VALUE! | #VALUE! | #VALUE! | #VALUE! | #VALUE! | #VALUE! | #VALUE! | #VALUE! | #VALUE! | #VALUE! | #VALUE! | #VALUE! | #VALUE! | #VALUE! | #VALUE! | #VALUE! | #VALUE! | #VALUE! | #VALUE! | #VALUE! | #VALUE! | #VALUE! | #VALUE! | #VALUE! | #VALUE! | #VALUE! | #VALUE! | #VALUE! | #VALUE! | #VALUE! | #VALUE! | #VALUE! | #VALUE! | #VALUE! | #VALUE! | #VALUE! | #VALUE! | #VALUE! | #VALUE! | #VALUE! | #VALUE! | #VALUE! | #VALUE! | #VALUE! | #VALUE! | #VALUE! | #VALUE! | #VALUE! | #VALUE! | #VALUE! | #VALUE! | #VALUE! | [51 empty] | 0 | 0 | 0 | 0 | 0 | 0 | 0 | 0 | 0 | 0 | 0 | 0 | 0
[72 empty] | 0 | 0 | 0 | 0 | 0 | - |  |  | 0 | #DIV/0! | 31.9871 | 4.1258 | 4.7092 | 6.4534 | 8.5934 | 9.1426 | 9.3718 | 9.7796 | 9.5463 | 6.9127 | 5.6432 | 4.1906 | 3.6984 | 4.3952 | 1.8095 | 13.8297 | 13.8297 |  | #VALUE! | #VALUE! | #VALUE! | #VALUE! | #VALUE! | #VALUE! | #VALUE! | #VALUE! | #VALUE! | #VALUE! | #VALUE! | #VALUE! | #VALUE! | #VALUE! | #VALUE! | #VALUE! | #VALUE! | #VALUE! | #VALUE! | #VALUE! | #VALUE! | #VALUE! | #VALUE! | #VALUE! | #VALUE! | #VALUE! | #VALUE! | #VALUE! | #VALUE! | #VALUE! | #VALUE! | #VALUE! | #VALUE! | #VALUE! | #VALUE! | #VALUE! | #VALUE! | #VALUE! | #VALUE! | #VALUE! | #VALUE! | #VALUE! | #VALUE! | #VALUE! | #VALUE! | #VALUE! | #VALUE! | #VALUE! | #VALUE! | #VALUE! | #VALUE! | #VALUE! | #VALUE! | #VALUE! | #VALUE! | #VALUE! | #VALUE! | #VALUE! | #VALUE! | #VALUE! | #VALUE! | #VALUE! | #VALUE! | #VALUE! | #VALUE! | #VALUE! | #VALUE! | #VALUE! | [51 empty] | 0 | 0 | 0 | 0 | 0 | 0 | 0 | 0 | 0 | 0 | 0 | 0 | 0
[72 empty] | 0 | 0 | 0 | 0 | 0 | - |  |  | 0 | #DIV/0! | 31.9871 | 4.1258 | 4.7092 | 6.4534 | 8.5934 | 9.1426 | 9.3718 | 9.7796 | 9.5463 | 6.9127 | 5.6432 | 4.1906 | 3.6984 | 4.3952 | 1.8095 | 13.8297 | 13.8297 |  | #VALUE! | #VALUE! | #VALUE! | #VALUE! | #VALUE! | #VALUE! | #VALUE! | #VALUE! | #VALUE! | #VALUE! | #VALUE! | #VALUE! | #VALUE! | #VALUE! | #VALUE! | #VALUE! | #VALUE! | #VALUE! | #VALUE! | #VALUE! | #VALUE! | #VALUE! | #VALUE! | #VALUE! | #VALUE! | #VALUE! | #VALUE! | #VALUE! | #VALUE! | #VALUE! | #VALUE! | #VALUE! | #VALUE! | #VALUE! | #VALUE! | #VALUE! | #VALUE! | #VALUE! | #VALUE! | #VALUE! | #VALUE! | #VALUE! | #VALUE! | #VALUE! | #VALUE! | #VALUE! | #VALUE! | #VALUE! | #VALUE! | #VALUE! | #VALUE! | #VALUE! | #VALUE! | #VALUE! | #VALUE! | #VALUE! | #VALUE! | #VALUE! | #VALUE! | #VALUE! | #VALUE! | #VALUE! | #VALUE! | #VALUE! | #VALUE! | #VALUE! | #VALUE! | #VALUE! | [51 empty] | 0 | 0 | 0 | 0 | 0 | 0 | 0 | 0 | 0 | 0 | 0 | 0 | 0
[72 empty] | 0 | 0 | 0 | 0 | 0 | - |  |  | 0 | #DIV/0! | 31.9871 | 4.1258 | 4.7092 | 6.4534 | 8.5934 | 9.1426 | 9.3718 | 9.7796 | 9.5463 | 6.9127 | 5.6432 | 4.1906 | 3.6984 | 4.3952 | 1.8095 | 13.8297 | 13.8297 |  | #VALUE! | #VALUE! | #VALUE! | #VALUE! | #VALUE! | #VALUE! | #VALUE! | #VALUE! | #VALUE! | #VALUE! | #VALUE! | #VALUE! | #VALUE! | #VALUE! | #VALUE! | #VALUE! | #VALUE! | #VALUE! | #VALUE! | #VALUE! | #VALUE! | #VALUE! | #VALUE! | #VALUE! | #VALUE! | #VALUE! | #VALUE! | #VALUE! | #VALUE! | #VALUE! | #VALUE! | #VALUE! | #VALUE! | #VALUE! | #VALUE! | #VALUE! | #VALUE! | #VALUE! | #VALUE! | #VALUE! | #VALUE! | #VALUE! | #VALUE! | #VALUE! | #VALUE! | #VALUE! | #VALUE! | #VALUE! | #VALUE! | #VALUE! | #VALUE! | #VALUE! | #VALUE! | #VALUE! | #VALUE! | #VALUE! | #VALUE! | #VALUE! | #VALUE! | #VALUE! | #VALUE! | #VALUE! | #VALUE! | #VALUE! | #VALUE! | #VALUE! | #VALUE! | #VALUE! | [51 empty] | 0 | 0 | 0 | 0 | 0 | 0 | 0 | 0 | 0 | 0 | 0 | 0 | 0
[72 empty] | 0 | 0 | 0 | 0 | 0 | - |  |  | 0 | #DIV/0! | 31.9871 | 4.1258 | 4.7092 | 6.4534 | 8.5934 | 9.1426 | 9.3718 | 9.7796 | 9.5463 | 6.9127 | 5.6432 | 4.1906 | 3.6984 | 4.3952 | 1.8095 | 13.8297 | 13.8297 |  | #VALUE! | #VALUE! | #VALUE! | #VALUE! | #VALUE! | #VALUE! | #VALUE! | #VALUE! | #VALUE! | #VALUE! | #VALUE! | #VALUE! | #VALUE! | #VALUE! | #VALUE! | #VALUE! | #VALUE! | #VALUE! | #VALUE! | #VALUE! | #VALUE! | #VALUE! | #VALUE! | #VALUE! | #VALUE! | #VALUE! | #VALUE! | #VALUE! | #VALUE! | #VALUE! | #VALUE! | #VALUE! | #VALUE! | #VALUE! | #VALUE! | #VALUE! | #VALUE! | #VALUE! | #VALUE! | #VALUE! | #VALUE! | #VALUE! | #VALUE! | #VALUE! | #VALUE! | #VALUE! | #VALUE! | #VALUE! | #VALUE! | #VALUE! | #VALUE! | #VALUE! | #VALUE! | #VALUE! | #VALUE! | #VALUE! | #VALUE! | #VALUE! | #VALUE! | #VALUE! | #VALUE! | #VALUE! | #VALUE! | #VALUE! | #VALUE! | #VALUE! | #VALUE! | #VALUE! | [51 empty] | 0 | 0 | 0 | 0 | 0 | 0 | 0 | 0 | 0 | 0 | 0 | 0 | 0
[72 empty] | 0 | 0 | 0 | 0 | 0 | - |  |  | 0 | #DIV/0! | 31.9871 | 4.1258 | 4.7092 | 6.4534 | 8.5934 | 9.1426 | 9.3718 | 9.7796 | 9.5463 | 6.9127 | 5.6432 | 4.1906 | 3.6984 | 4.3952 | 1.8095 | 13.8297 | 13.8297 |  | #VALUE! | #VALUE! | #VALUE! | #VALUE! | #VALUE! | #VALUE! | #VALUE! | #VALUE! | #VALUE! | #VALUE! | #VALUE! | #VALUE! | #VALUE! | #VALUE! | #VALUE! | #VALUE! | #VALUE! | #VALUE! | #VALUE! | #VALUE! | #VALUE! | #VALUE! | #VALUE! | #VALUE! | #VALUE! | #VALUE! | #VALUE! | #VALUE! | #VALUE! | #VALUE! | #VALUE! | #VALUE! | #VALUE! | #VALUE! | #VALUE! | #VALUE! | #VALUE! | #VALUE! | #VALUE! | #VALUE! | #VALUE! | #VALUE! | #VALUE! | #VALUE! | #VALUE! | #VALUE! | #VALUE! | #VALUE! | #VALUE! | #VALUE! | #VALUE! | #VALUE! | #VALUE! | #VALUE! | #VALUE! | #VALUE! | #VALUE! | #VALUE! | #VALUE! | #VALUE! | #VALUE! | #VALUE! | #VALUE! | #VALUE! | #VALUE! | #VALUE! | #VALUE! | #VALUE! | [51 empty] | 0 | 0 | 0 | 0 | 0 | 0 | 0 | 0 | 0 | 0 | 0 | 0 | 0
[72 empty] | 0 | 0 | 0 | 0 | 0 | - |  |  | 0 | #DIV/0! | 31.9871 | 4.1258 | 4.7092 | 6.4534 | 8.5934 | 9.1426 | 9.3718 | 9.7796 | 9.5463 | 6.9127 | 5.6432 | 4.1906 | 3.6984 | 4.3952 | 1.8095 | 13.8297 | 13.8297 |  | #VALUE! | #VALUE! | #VALUE! | #VALUE! | #VALUE! | #VALUE! | #VALUE! | #VALUE! | #VALUE! | #VALUE! | #VALUE! | #VALUE! | #VALUE! | #VALUE! | #VALUE! | #VALUE! | #VALUE! | #VALUE! | #VALUE! | #VALUE! | #VALUE! | #VALUE! | #VALUE! | #VALUE! | #VALUE! | #VALUE! | #VALUE! | #VALUE! | #VALUE! | #VALUE! | #VALUE! | #VALUE! | #VALUE! | #VALUE! | #VALUE! | #VALUE! | #VALUE! | #VALUE! | #VALUE! | #VALUE! | #VALUE! | #VALUE! | #VALUE! | #VALUE! | #VALUE! | #VALUE! | #VALUE! | #VALUE! | #VALUE! | #VALUE! | #VALUE! | #VALUE! | #VALUE! | #VALUE! | #VALUE! | #VALUE! | #VALUE! | #VALUE! | #VALUE! | #VALUE! | #VALUE! | #VALUE! | #VALUE! | #VALUE! | #VALUE! | #VALUE! | #VALUE! | #VALUE! | [51 empty] | 0 | 0 | 0 | 0 | 0 | 0 | 0 | 0 | 0 | 0 | 0 | 0 | 0
[72 empty] | 0 | 0 | 0 | 0 | 0 | - |  |  | 0 | #DIV/0! | 31.9871 | 4.1258 | 4.7092 | 6.4534 | 8.5934 | 9.1426 | 9.3718 | 9.7796 | 9.5463 | 6.9127 | 5.6432 | 4.1906 | 3.6984 | 4.3952 | 1.8095 | 13.8297 | 13.8297 |  | #VALUE! | #VALUE! | #VALUE! | #VALUE! | #VALUE! | #VALUE! | #VALUE! | #VALUE! | #VALUE! | #VALUE! | #VALUE! | #VALUE! | #VALUE! | #VALUE! | #VALUE! | #VALUE! | #VALUE! | #VALUE! | #VALUE! | #VALUE! | #VALUE! | #VALUE! | #VALUE! | #VALUE! | #VALUE! | #VALUE! | #VALUE! | #VALUE! | #VALUE! | #VALUE! | #VALUE! | #VALUE! | #VALUE! | #VALUE! | #VALUE! | #VALUE! | #VALUE! | #VALUE! | #VALUE! | #VALUE! | #VALUE! | #VALUE! | #VALUE! | #VALUE! | #VALUE! | #VALUE! | #VALUE! | #VALUE! | #VALUE! | #VALUE! | #VALUE! | #VALUE! | #VALUE! | #VALUE! | #VALUE! | #VALUE! | #VALUE! | #VALUE! | #VALUE! | #VALUE! | #VALUE! | #VALUE! | #VALUE! | #VALUE! | #VALUE! | #VALUE! | #VALUE! | #VALUE! | [51 empty] | 0 | 0 | 0 | 0 | 0 | 0 | 0 | 0 | 0 | 0 | 0 | 0 | 0
[72 empty] | 0 | 0 | 0 | 0 | 0 | - |  |  | 0 | #DIV/0! | 31.9871 | 4.1258 | 4.7092 | 6.4534 | 8.5934 | 9.1426 | 9.3718 | 9.7796 | 9.5463 | 6.9127 | 5.6432 | 4.1906 | 3.6984 | 4.3952 | 1.8095 | 13.8297 | 13.8297 |  | #VALUE! | #VALUE! | #VALUE! | #VALUE! | #VALUE! | #VALUE! | #VALUE! | #VALUE! | #VALUE! | #VALUE! | #VALUE! | #VALUE! | #VALUE! | #VALUE! | #VALUE! | #VALUE! | #VALUE! | #VALUE! | #VALUE! | #VALUE! | #VALUE! | #VALUE! | #VALUE! | #VALUE! | #VALUE! | #VALUE! | #VALUE! | #VALUE! | #VALUE! | #VALUE! | #VALUE! | #VALUE! | #VALUE! | #VALUE! | #VALUE! | #VALUE! | #VALUE! | #VALUE! | #VALUE! | #VALUE! | #VALUE! | #VALUE! | #VALUE! | #VALUE! | #VALUE! | #VALUE! | #VALUE! | #VALUE! | #VALUE! | #VALUE! | #VALUE! | #VALUE! | #VALUE! | #VALUE! | #VALUE! | #VALUE! | #VALUE! | #VALUE! | #VALUE! | #VALUE! | #VALUE! | #VALUE! | #VALUE! | #VALUE! | #VALUE! | #VALUE! | #VALUE! | #VALUE! | [51 empty] | 0 | 0 | 0 | 0 | 0 | 0 | 0 | 0 | 0 | 0 | 0 | 0 | 0
[72 empty] | 0 | 0 | 0 | 0 | 0 | - |  |  | 0 | #DIV/0! | 31.9871 | 4.1258 | 4.7092 | 6.4534 | 8.5934 | 9.1426 | 9.3718 | 9.7796 | 9.5463 | 6.9127 | 5.6432 | 4.1906 | 3.6984 | 4.3952 | 1.8095 | 13.8297 | 13.8297 |  | #VALUE! | #VALUE! | #VALUE! | #VALUE! | #VALUE! | #VALUE! | #VALUE! | #VALUE! | #VALUE! | #VALUE! | #VALUE! | #VALUE! | #VALUE! | #VALUE! | #VALUE! | #VALUE! | #VALUE! | #VALUE! | #VALUE! | #VALUE! | #VALUE! | #VALUE! | #VALUE! | #VALUE! | #VALUE! | #VALUE! | #VALUE! | #VALUE! | #VALUE! | #VALUE! | #VALUE! | #VALUE! | #VALUE! | #VALUE! | #VALUE! | #VALUE! | #VALUE! | #VALUE! | #VALUE! | #VALUE! | #VALUE! | #VALUE! | #VALUE! | #VALUE! | #VALUE! | #VALUE! | #VALUE! | #VALUE! | #VALUE! | #VALUE! | #VALUE! | #VALUE! | #VALUE! | #VALUE! | #VALUE! | #VALUE! | #VALUE! | #VALUE! | #VALUE! | #VALUE! | #VALUE! | #VALUE! | #VALUE! | #VALUE! | #VALUE! | #VALUE! | #VALUE! | #VALUE! | [51 empty] | 0 | 0 | 0 | 0 | 0 | 0 | 0 | 0 | 0 | 0 | 0 | 0 | 0
[72 empty] | 0 | 0 | 0 | 0 | 0 | - |  |  | 0 | #DIV/0! | 31.9871 | 4.1258 | 4.7092 | 6.4534 | 8.5934 | 9.1426 | 9.3718 | 9.7796 | 9.5463 | 6.9127 | 5.6432 | 4.1906 | 3.6984 | 4.3952 | 1.8095 | 13.8297 | 13.8297 |  | #VALUE! | #VALUE! | #VALUE! | #VALUE! | #VALUE! | #VALUE! | #VALUE! | #VALUE! | #VALUE! | #VALUE! | #VALUE! | #VALUE! | #VALUE! | #VALUE! | #VALUE! | #VALUE! | #VALUE! | #VALUE! | #VALUE! | #VALUE! | #VALUE! | #VALUE! | #VALUE! | #VALUE! | #VALUE! | #VALUE! | #VALUE! | #VALUE! | #VALUE! | #VALUE! | #VALUE! | #VALUE! | #VALUE! | #VALUE! | #VALUE! | #VALUE! | #VALUE! | #VALUE! | #VALUE! | #VALUE! | #VALUE! | #VALUE! | #VALUE! | #VALUE! | #VALUE! | #VALUE! | #VALUE! | #VALUE! | #VALUE! | #VALUE! | #VALUE! | #VALUE! | #VALUE! | #VALUE! | #VALUE! | #VALUE! | #VALUE! | #VALUE! | #VALUE! | #VALUE! | #VALUE! | #VALUE! | #VALUE! | #VALUE! | #VALUE! | #VALUE! | #VALUE! | #VALUE! | [51 empty] | 0 | 0 | 0 | 0 | 0 | 0 | 0 | 0 | 0 | 0 | 0 | 0 | 0
[72 empty] | 0 | 0 | 0 | 0 | 0 | - |  |  | 0 | #DIV/0! | 31.9871 | 4.1258 | 4.7092 | 6.4534 | 8.5934 | 9.1426 | 9.3718 | 9.7796 | 9.5463 | 6.9127 | 5.6432 | 4.1906 | 3.6984 | 4.3952 | 1.8095 | 13.8297 | 13.8297 |  | #VALUE! | #VALUE! | #VALUE! | #VALUE! | #VALUE! | #VALUE! | #VALUE! | #VALUE! | #VALUE! | #VALUE! | #VALUE! | #VALUE! | #VALUE! | #VALUE! | #VALUE! | #VALUE! | #VALUE! | #VALUE! | #VALUE! | #VALUE! | #VALUE! | #VALUE! | #VALUE! | #VALUE! | #VALUE! | #VALUE! | #VALUE! | #VALUE! | #VALUE! | #VALUE! | #VALUE! | #VALUE! | #VALUE! | #VALUE! | #VALUE! | #VALUE! | #VALUE! | #VALUE! | #VALUE! | #VALUE! | #VALUE! | #VALUE! | #VALUE! | #VALUE! | #VALUE! | #VALUE! | #VALUE! | #VALUE! | #VALUE! | #VALUE! | #VALUE! | #VALUE! | #VALUE! | #VALUE! | #VALUE! | #VALUE! | #VALUE! | #VALUE! | #VALUE! | #VALUE! | #VALUE! | #VALUE! | #VALUE! | #VALUE! | #VALUE! | #VALUE! | #VALUE! | #VALUE! | [51 empty] | 0 | 0 | 0 | 0 | 0 | 0 | 0 | 0 | 0 | 0 | 0 | 0 | 0
[72 empty] | 0 | 0 | 0 | 0 | 0 | - |  |  | 0 | #DIV/0! | 31.9871 | 4.1258 | 4.7092 | 6.4534 | 8.5934 | 9.1426 | 9.3718 | 9.7796 | 9.5463 | 6.9127 | 5.6432 | 4.1906 | 3.6984 | 4.3952 | 1.8095 | 13.8297 | 13.8297 |  | #VALUE! | #VALUE! | #VALUE! | #VALUE! | #VALUE! | #VALUE! | #VALUE! | #VALUE! | #VALUE! | #VALUE! | #VALUE! | #VALUE! | #VALUE! | #VALUE! | #VALUE! | #VALUE! | #VALUE! | #VALUE! | #VALUE! | #VALUE! | #VALUE! | #VALUE! | #VALUE! | #VALUE! | #VALUE! | #VALUE! | #VALUE! | #VALUE! | #VALUE! | #VALUE! | #VALUE! | #VALUE! | #VALUE! | #VALUE! | #VALUE! | #VALUE! | #VALUE! | #VALUE! | #VALUE! | #VALUE! | #VALUE! | #VALUE! | #VALUE! | #VALUE! | #VALUE! | #VALUE! | #VALUE! | #VALUE! | #VALUE! | #VALUE! | #VALUE! | #VALUE! | #VALUE! | #VALUE! | #VALUE! | #VALUE! | #VALUE! | #VALUE! | #VALUE! | #VALUE! | #VALUE! | #VALUE! | #VALUE! | #VALUE! | #VALUE! | #VALUE! | #VALUE! | #VALUE! | [51 empty] | 0 | 0 | 0 | 0 | 0 | 0 | 0 | 0 | 0 | 0 | 0 | 0 | 0
[72 empty] | 0 | 0 | 0 | 0 | 0 | - |  |  | 0 | #DIV/0! | 31.9871 | 4.1258 | 4.7092 | 6.4534 | 8.5934 | 9.1426 | 9.3718 | 9.7796 | 9.5463 | 6.9127 | 5.6432 | 4.1906 | 3.6984 | 4.3952 | 1.8095 | 13.8297 | 13.8297 |  | #VALUE! | #VALUE! | #VALUE! | #VALUE! | #VALUE! | #VALUE! | #VALUE! | #VALUE! | #VALUE! | #VALUE! | #VALUE! | #VALUE! | #VALUE! | #VALUE! | #VALUE! | #VALUE! | #VALUE! | #VALUE! | #VALUE! | #VALUE! | #VALUE! | #VALUE! | #VALUE! | #VALUE! | #VALUE! | #VALUE! | #VALUE! | #VALUE! | #VALUE! | #VALUE! | #VALUE! | #VALUE! | #VALUE! | #VALUE! | #VALUE! | #VALUE! | #VALUE! | #VALUE! | #VALUE! | #VALUE! | #VALUE! | #VALUE! | #VALUE! | #VALUE! | #VALUE! | #VALUE! | #VALUE! | #VALUE! | #VALUE! | #VALUE! | #VALUE! | #VALUE! | #VALUE! | #VALUE! | #VALUE! | #VALUE! | #VALUE! | #VALUE! | #VALUE! | #VALUE! | #VALUE! | #VALUE! | #VALUE! | #VALUE! | #VALUE! | #VALUE! | #VALUE! | #VALUE! | [51 empty] | 0 | 0 | 0 | 0 | 0 | 0 | 0 | 0 | 0 | 0 | 0 | 0 | 0
[72 empty] | 0 | 0 | 0 | 0 | 0 | - |  |  | 0 | #DIV/0! | 31.9871 | 4.1258 | 4.7092 | 6.4534 | 8.5934 | 9.1426 | 9.3718 | 9.7796 | 9.5463 | 6.9127 | 5.6432 | 4.1906 | 3.6984 | 4.3952 | 1.8095 | 13.8297 | 13.8297 |  | #VALUE! | #VALUE! | #VALUE! | #VALUE! | #VALUE! | #VALUE! | #VALUE! | #VALUE! | #VALUE! | #VALUE! | #VALUE! | #VALUE! | #VALUE! | #VALUE! | #VALUE! | #VALUE! | #VALUE! | #VALUE! | #VALUE! | #VALUE! | #VALUE! | #VALUE! | #VALUE! | #VALUE! | #VALUE! | #VALUE! | #VALUE! | #VALUE! | #VALUE! | #VALUE! | #VALUE! | #VALUE! | #VALUE! | #VALUE! | #VALUE! | #VALUE! | #VALUE! | #VALUE! | #VALUE! | #VALUE! | #VALUE! | #VALUE! | #VALUE! | #VALUE! | #VALUE! | #VALUE! | #VALUE! | #VALUE! | #VALUE! | #VALUE! | #VALUE! | #VALUE! | #VALUE! | #VALUE! | #VALUE! | #VALUE! | #VALUE! | #VALUE! | #VALUE! | #VALUE! | #VALUE! | #VALUE! | #VALUE! | #VALUE! | #VALUE! | #VALUE! | #VALUE! | #VALUE! | [51 empty] | 0 | 0 | 0 | 0 | 0 | 0 | 0 | 0 | 0 | 0 | 0 | 0 | 0
[72 empty] | 0 | 0 | 0 | 0 | 0 | - |  |  | 0 | #DIV/0! | 31.9871 | 4.1258 | 4.7092 | 6.4534 | 8.5934 | 9.1426 | 9.3718 | 9.7796 | 9.5463 | 6.9127 | 5.6432 | 4.1906 | 3.6984 | 4.3952 | 1.8095 | 13.8297 | 13.8297 |  | #VALUE! | #VALUE! | #VALUE! | #VALUE! | #VALUE! | #VALUE! | #VALUE! | #VALUE! | #VALUE! | #VALUE! | #VALUE! | #VALUE! | #VALUE! | #VALUE! | #VALUE! | #VALUE! | #VALUE! | #VALUE! | #VALUE! | #VALUE! | #VALUE! | #VALUE! | #VALUE! | #VALUE! | #VALUE! | #VALUE! | #VALUE! | #VALUE! | #VALUE! | #VALUE! | #VALUE! | #VALUE! | #VALUE! | #VALUE! | #VALUE! | #VALUE! | #VALUE! | #VALUE! | #VALUE! | #VALUE! | #VALUE! | #VALUE! | #VALUE! | #VALUE! | #VALUE! | #VALUE! | #VALUE! | #VALUE! | #VALUE! | #VALUE! | #VALUE! | #VALUE! | #VALUE! | #VALUE! | #VALUE! | #VALUE! | #VALUE! | #VALUE! | #VALUE! | #VALUE! | #VALUE! | #VALUE! | #VALUE! | #VALUE! | #VALUE! | #VALUE! | #VALUE! | #VALUE! | [51 empty] | 0 | 0 | 0 | 0 | 0 | 0 | 0 | 0 | 0 | 0 | 0 | 0 | 0
[72 empty] | 0 | 0 | 0 | 0 | 0 | - |  |  | 0 | #DIV/0! | 31.9871 | 4.1258 | 4.7092 | 6.4534 | 8.5934 | 9.1426 | 9.3718 | 9.7796 | 9.5463 | 6.9127 | 5.6432 | 4.1906 | 3.6984 | 4.3952 | 1.8095 | 13.8297 | 13.8297 |  | #VALUE! | #VALUE! | #VALUE! | #VALUE! | #VALUE! | #VALUE! | #VALUE! | #VALUE! | #VALUE! | #VALUE! | #VALUE! | #VALUE! | #VALUE! | #VALUE! | #VALUE! | #VALUE! | #VALUE! | #VALUE! | #VALUE! | #VALUE! | #VALUE! | #VALUE! | #VALUE! | #VALUE! | #VALUE! | #VALUE! | #VALUE! | #VALUE! | #VALUE! | #VALUE! | #VALUE! | #VALUE! | #VALUE! | #VALUE! | #VALUE! | #VALUE! | #VALUE! | #VALUE! | #VALUE! | #VALUE! | #VALUE! | #VALUE! | #VALUE! | #VALUE! | #VALUE! | #VALUE! | #VALUE! | #VALUE! | #VALUE! | #VALUE! | #VALUE! | #VALUE! | #VALUE! | #VALUE! | #VALUE! | #VALUE! | #VALUE! | #VALUE! | #VALUE! | #VALUE! | #VALUE! | #VALUE! | #VALUE! | #VALUE! | #VALUE! | #VALUE! | #VALUE! | #VALUE! | [51 empty] | 0 | 0 | 0 | 0 | 0 | 0 | 0 | 0 | 0 | 0 | 0 | 0 | 0
[72 empty] | 0 | 0 | 0 | 0 | 0 | - |  |  | 0 | #DIV/0! | 31.9871 | 4.1258 | 4.7092 | 6.4534 | 8.5934 | 9.1426 | 9.3718 | 9.7796 | 9.5463 | 6.9127 | 5.6432 | 4.1906 | 3.6984 | 4.3952 | 1.8095 | 13.8297 | 13.8297 |  | #VALUE! | #VALUE! | #VALUE! | #VALUE! | #VALUE! | #VALUE! | #VALUE! | #VALUE! | #VALUE! | #VALUE! | #VALUE! | #VALUE! | #VALUE! | #VALUE! | #VALUE! | #VALUE! | #VALUE! | #VALUE! | #VALUE! | #VALUE! | #VALUE! | #VALUE! | #VALUE! | #VALUE! | #VALUE! | #VALUE! | #VALUE! | #VALUE! | #VALUE! | #VALUE! | #VALUE! | #VALUE! | #VALUE! | #VALUE! | #VALUE! | #VALUE! | #VALUE! | #VALUE! | #VALUE! | #VALUE! | #VALUE! | #VALUE! | #VALUE! | #VALUE! | #VALUE! | #VALUE! | #VALUE! | #VALUE! | #VALUE! | #VALUE! | #VALUE! | #VALUE! | #VALUE! | #VALUE! | #VALUE! | #VALUE! | #VALUE! | #VALUE! | #VALUE! | #VALUE! | #VALUE! | #VALUE! | #VALUE! | #VALUE! | #VALUE! | #VALUE! | #VALUE! | #VALUE! | [51 empty] | 0 | 0 | 0 | 0 | 0 | 0 | 0 | 0 | 0 | 0 | 0 | 0 | 0
[72 empty] | 0 | 0 | 0 | 0 | 0 | - |  |  | 0 | #DIV/0! | 31.9871 | 4.1258 | 4.7092 | 6.4534 | 8.5934 | 9.1426 | 9.3718 | 9.7796 | 9.5463 | 6.9127 | 5.6432 | 4.1906 | 3.6984 | 4.3952 | 1.8095 | 13.8297 | 13.8297 |  | #VALUE! | #VALUE! | #VALUE! | #VALUE! | #VALUE! | #VALUE! | #VALUE! | #VALUE! | #VALUE! | #VALUE! | #VALUE! | #VALUE! | #VALUE! | #VALUE! | #VALUE! | #VALUE! | #VALUE! | #VALUE! | #VALUE! | #VALUE! | #VALUE! | #VALUE! | #VALUE! | #VALUE! | #VALUE! | #VALUE! | #VALUE! | #VALUE! | #VALUE! | #VALUE! | #VALUE! | #VALUE! | #VALUE! | #VALUE! | #VALUE! | #VALUE! | #VALUE! | #VALUE! | #VALUE! | #VALUE! | #VALUE! | #VALUE! | #VALUE! | #VALUE! | #VALUE! | #VALUE! | #VALUE! | #VALUE! | #VALUE! | #VALUE! | #VALUE! | #VALUE! | #VALUE! | #VALUE! | #VALUE! | #VALUE! | #VALUE! | #VALUE! | #VALUE! | #VALUE! | #VALUE! | #VALUE! | #VALUE! | #VALUE! | #VALUE! | #VALUE! | #VALUE! | #VALUE! | [51 empty] | 0 | 0 | 0 | 0 | 0 | 0 | 0 | 0 | 0 | 0 | 0 | 0 | 0
[72 empty] | 0 | 0 | 0 | 0 | 0 | - |  |  | 0 | #DIV/0! | 31.9871 | 4.1258 | 4.7092 | 6.4534 | 8.5934 | 9.1426 | 9.3718 | 9.7796 | 9.5463 | 6.9127 | 5.6432 | 4.1906 | 3.6984 | 4.3952 | 1.8095 | 13.8297 | 13.8297 |  | #VALUE! | #VALUE! | #VALUE! | #VALUE! | #VALUE! | #VALUE! | #VALUE! | #VALUE! | #VALUE! | #VALUE! | #VALUE! | #VALUE! | #VALUE! | #VALUE! | #VALUE! | #VALUE! | #VALUE! | #VALUE! | #VALUE! | #VALUE! | #VALUE! | #VALUE! | #VALUE! | #VALUE! | #VALUE! | #VALUE! | #VALUE! | #VALUE! | #VALUE! | #VALUE! | #VALUE! | #VALUE! | #VALUE! | #VALUE! | #VALUE! | #VALUE! | #VALUE! | #VALUE! | #VALUE! | #VALUE! | #VALUE! | #VALUE! | #VALUE! | #VALUE! | #VALUE! | #VALUE! | #VALUE! | #VALUE! | #VALUE! | #VALUE! | #VALUE! | #VALUE! | #VALUE! | #VALUE! | #VALUE! | #VALUE! | #VALUE! | #VALUE! | #VALUE! | #VALUE! | #VALUE! | #VALUE! | #VALUE! | #VALUE! | #VALUE! | #VALUE! | #VALUE! | #VALUE! | [51 empty] | 0 | 0 | 0 | 0 | 0 | 0 | 0 | 0 | 0 | 0 | 0 | 0 | 0
[72 empty] | 0 | 0 | 0 | 0 | 0 | - |  |  | 0 | #DIV/0! | 31.9871 | 4.1258 | 4.7092 | 6.4534 | 8.5934 | 9.1426 | 9.3718 | 9.7796 | 9.5463 | 6.9127 | 5.6432 | 4.1906 | 3.6984 | 4.3952 | 1.8095 | 13.8297 | 13.8297 |  | #VALUE! | #VALUE! | #VALUE! | #VALUE! | #VALUE! | #VALUE! | #VALUE! | #VALUE! | #VALUE! | #VALUE! | #VALUE! | #VALUE! | #VALUE! | #VALUE! | #VALUE! | #VALUE! | #VALUE! | #VALUE! | #VALUE! | #VALUE! | #VALUE! | #VALUE! | #VALUE! | #VALUE! | #VALUE! | #VALUE! | #VALUE! | #VALUE! | #VALUE! | #VALUE! | #VALUE! | #VALUE! | #VALUE! | #VALUE! | #VALUE! | #VALUE! | #VALUE! | #VALUE! | #VALUE! | #VALUE! | #VALUE! | #VALUE! | #VALUE! | #VALUE! | #VALUE! | #VALUE! | #VALUE! | #VALUE! | #VALUE! | #VALUE! | #VALUE! | #VALUE! | #VALUE! | #VALUE! | #VALUE! | #VALUE! | #VALUE! | #VALUE! | #VALUE! | #VALUE! | #VALUE! | #VALUE! | #VALUE! | #VALUE! | #VALUE! | #VALUE! | #VALUE! | #VALUE! | [51 empty] | 0 | 0 | 0 | 0 | 0 | 0 | 0 | 0 | 0 | 0 | 0 | 0 | 0
[72 empty] | 0 | 0 | 0 | 0 | 0 | - |  |  | 0 | #DIV/0! | 31.9871 | 4.1258 | 4.7092 | 6.4534 | 8.5934 | 9.1426 | 9.3718 | 9.7796 | 9.5463 | 6.9127 | 5.6432 | 4.1906 | 3.6984 | 4.3952 | 1.8095 | 13.8297 | 13.8297 |  | #VALUE! | #VALUE! | #VALUE! | #VALUE! | #VALUE! | #VALUE! | #VALUE! | #VALUE! | #VALUE! | #VALUE! | #VALUE! | #VALUE! | #VALUE! | #VALUE! | #VALUE! | #VALUE! | #VALUE! | #VALUE! | #VALUE! | #VALUE! | #VALUE! | #VALUE! | #VALUE! | #VALUE! | #VALUE! | #VALUE! | #VALUE! | #VALUE! | #VALUE! | #VALUE! | #VALUE! | #VALUE! | #VALUE! | #VALUE! | #VALUE! | #VALUE! | #VALUE! | #VALUE! | #VALUE! | #VALUE! | #VALUE! | #VALUE! | #VALUE! | #VALUE! | #VALUE! | #VALUE! | #VALUE! | #VALUE! | #VALUE! | #VALUE! | #VALUE! | #VALUE! | #VALUE! | #VALUE! | #VALUE! | #VALUE! | #VALUE! | #VALUE! | #VALUE! | #VALUE! | #VALUE! | #VALUE! | #VALUE! | #VALUE! | #VALUE! | #VALUE! | #VALUE! | #VALUE! | [51 empty] | 0 | 0 | 0 | 0 | 0 | 0 | 0 | 0 | 0 | 0 | 0 | 0 | 0
[72 empty] | 0 | 0 | 0 | 0 | 0 | - |  |  | 0 | #DIV/0! | 31.9871 | 4.1258 | 4.7092 | 6.4534 | 8.5934 | 9.1426 | 9.3718 | 9.7796 | 9.5463 | 6.9127 | 5.6432 | 4.1906 | 3.6984 | 4.3952 | 1.8095 | 13.8297 | 13.8297 |  | #VALUE! | #VALUE! | #VALUE! | #VALUE! | #VALUE! | #VALUE! | #VALUE! | #VALUE! | #VALUE! | #VALUE! | #VALUE! | #VALUE! | #VALUE! | #VALUE! | #VALUE! | #VALUE! | #VALUE! | #VALUE! | #VALUE! | #VALUE! | #VALUE! | #VALUE! | #VALUE! | #VALUE! | #VALUE! | #VALUE! | #VALUE! | #VALUE! | #VALUE! | #VALUE! | #VALUE! | #VALUE! | #VALUE! | #VALUE! | #VALUE! | #VALUE! | #VALUE! | #VALUE! | #VALUE! | #VALUE! | #VALUE! | #VALUE! | #VALUE! | #VALUE! | #VALUE! | #VALUE! | #VALUE! | #VALUE! | #VALUE! | #VALUE! | #VALUE! | #VALUE! | #VALUE! | #VALUE! | #VALUE! | #VALUE! | #VALUE! | #VALUE! | #VALUE! | #VALUE! | #VALUE! | #VALUE! | #VALUE! | #VALUE! | #VALUE! | #VALUE! | #VALUE! | #VALUE! | [51 empty] | 0 | 0 | 0 | 0 | 0 | 0 | 0 | 0 | 0 | 0 | 0 | 0 | 0
[72 empty] | 0 | 0 | 0 | 0 | 0 | - |  |  | 0 | #DIV/0! | 31.9871 | 4.1258 | 4.7092 | 6.4534 | 8.5934 | 9.1426 | 9.3718 | 9.7796 | 9.5463 | 6.9127 | 5.6432 | 4.1906 | 3.6984 | 4.3952 | 1.8095 | 13.8297 | 13.8297 |  | #VALUE! | #VALUE! | #VALUE! | #VALUE! | #VALUE! | #VALUE! | #VALUE! | #VALUE! | #VALUE! | #VALUE! | #VALUE! | #VALUE! | #VALUE! | #VALUE! | #VALUE! | #VALUE! | #VALUE! | #VALUE! | #VALUE! | #VALUE! | #VALUE! | #VALUE! | #VALUE! | #VALUE! | #VALUE! | #VALUE! | #VALUE! | #VALUE! | #VALUE! | #VALUE! | #VALUE! | #VALUE! | #VALUE! | #VALUE! | #VALUE! | #VALUE! | #VALUE! | #VALUE! | #VALUE! | #VALUE! | #VALUE! | #VALUE! | #VALUE! | #VALUE! | #VALUE! | #VALUE! | #VALUE! | #VALUE! | #VALUE! | #VALUE! | #VALUE! | #VALUE! | #VALUE! | #VALUE! | #VALUE! | #VALUE! | #VALUE! | #VALUE! | #VALUE! | #VALUE! | #VALUE! | #VALUE! | #VALUE! | #VALUE! | #VALUE! | #VALUE! | #VALUE! | #VALUE! | [51 empty] | 0 | 0 | 0 | 0 | 0 | 0 | 0 | 0 | 0 | 0 | 0 | 0 | 0
[72 empty] | 0 | 0 | 0 | 0 | 0 | - |  |  | 0 | #DIV/0! | 31.9871 | 4.1258 | 4.7092 | 6.4534 | 8.5934 | 9.1426 | 9.3718 | 9.7796 | 9.5463 | 6.9127 | 5.6432 | 4.1906 | 3.6984 | 4.3952 | 1.8095 | 13.8297 | 13.8297 |  | #VALUE! | #VALUE! | #VALUE! | #VALUE! | #VALUE! | #VALUE! | #VALUE! | #VALUE! | #VALUE! | #VALUE! | #VALUE! | #VALUE! | #VALUE! | #VALUE! | #VALUE! | #VALUE! | #VALUE! | #VALUE! | #VALUE! | #VALUE! | #VALUE! | #VALUE! | #VALUE! | #VALUE! | #VALUE! | #VALUE! | #VALUE! | #VALUE! | #VALUE! | #VALUE! | #VALUE! | #VALUE! | #VALUE! | #VALUE! | #VALUE! | #VALUE! | #VALUE! | #VALUE! | #VALUE! | #VALUE! | #VALUE! | #VALUE! | #VALUE! | #VALUE! | #VALUE! | #VALUE! | #VALUE! | #VALUE! | #VALUE! | #VALUE! | #VALUE! | #VALUE! | #VALUE! | #VALUE! | #VALUE! | #VALUE! | #VALUE! | #VALUE! | #VALUE! | #VALUE! | #VALUE! | #VALUE! | #VALUE! | #VALUE! | #VALUE! | #VALUE! | #VALUE! | #VALUE! | [51 empty] | 0 | 0 | 0 | 0 | 0 | 0 | 0 | 0 | 0 | 0 | 0 | 0 | 0
[72 empty] | 0 | 0 | 0 | 0 | 0 | - |  |  | 0 | #DIV/0! | 31.9871 | 4.1258 | 4.7092 | 6.4534 | 8.5934 | 9.1426 | 9.3718 | 9.7796 | 9.5463 | 6.9127 | 5.6432 | 4.1906 | 3.6984 | 4.3952 | 1.8095 | 13.8297 | 13.8297 |  | #VALUE! | #VALUE! | #VALUE! | #VALUE! | #VALUE! | #VALUE! | #VALUE! | #VALUE! | #VALUE! | #VALUE! | #VALUE! | #VALUE! | #VALUE! | #VALUE! | #VALUE! | #VALUE! | #VALUE! | #VALUE! | #VALUE! | #VALUE! | #VALUE! | #VALUE! | #VALUE! | #VALUE! | #VALUE! | #VALUE! | #VALUE! | #VALUE! | #VALUE! | #VALUE! | #VALUE! | #VALUE! | #VALUE! | #VALUE! | #VALUE! | #VALUE! | #VALUE! | #VALUE! | #VALUE! | #VALUE! | #VALUE! | #VALUE! | #VALUE! | #VALUE! | #VALUE! | #VALUE! | #VALUE! | #VALUE! | #VALUE! | #VALUE! | #VALUE! | #VALUE! | #VALUE! | #VALUE! | #VALUE! | #VALUE! | #VALUE! | #VALUE! | #VALUE! | #VALUE! | #VALUE! | #VALUE! | #VALUE! | #VALUE! | #VALUE! | #VALUE! | #VALUE! | #VALUE! | [51 empty] | 0 | 0 | 0 | 0 | 0 | 0 | 0 | 0 | 0 | 0 | 0 | 0 | 0
[72 empty] | 0 | 0 | 0 | 0 | 0 | - |  |  | 0 | #DIV/0! | 31.9871 | 4.1258 | 4.7092 | 6.4534 | 8.5934 | 9.1426 | 9.3718 | 9.7796 | 9.5463 | 6.9127 | 5.6432 | 4.1906 | 3.6984 | 4.3952 | 1.8095 | 13.8297 | 13.8297 |  | #VALUE! | #VALUE! | #VALUE! | #VALUE! | #VALUE! | #VALUE! | #VALUE! | #VALUE! | #VALUE! | #VALUE! | #VALUE! | #VALUE! | #VALUE! | #VALUE! | #VALUE! | #VALUE! | #VALUE! | #VALUE! | #VALUE! | #VALUE! | #VALUE! | #VALUE! | #VALUE! | #VALUE! | #VALUE! | #VALUE! | #VALUE! | #VALUE! | #VALUE! | #VALUE! | #VALUE! | #VALUE! | #VALUE! | #VALUE! | #VALUE! | #VALUE! | #VALUE! | #VALUE! | #VALUE! | #VALUE! | #VALUE! | #VALUE! | #VALUE! | #VALUE! | #VALUE! | #VALUE! | #VALUE! | #VALUE! | #VALUE! | #VALUE! | #VALUE! | #VALUE! | #VALUE! | #VALUE! | #VALUE! | #VALUE! | #VALUE! | #VALUE! | #VALUE! | #VALUE! | #VALUE! | #VALUE! | #VALUE! | #VALUE! | #VALUE! | #VALUE! | #VALUE! | #VALUE! | [51 empty] | 0 | 0 | 0 | 0 | 0 | 0 | 0 | 0 | 0 | 0 | 0 | 0 | 0
[72 empty] | 0 | 0 | 0 | 0 | 0 | - |  |  | 0 | #DIV/0! | 31.9871 | 4.1258 | 4.7092 | 6.4534 | 8.5934 | 9.1426 | 9.3718 | 9.7796 | 9.5463 | 6.9127 | 5.6432 | 4.1906 | 3.6984 | 4.3952 | 1.8095 | 13.8297 | 13.8297 |  | #VALUE! | #VALUE! | #VALUE! | #VALUE! | #VALUE! | #VALUE! | #VALUE! | #VALUE! | #VALUE! | #VALUE! | #VALUE! | #VALUE! | #VALUE! | #VALUE! | #VALUE! | #VALUE! | #VALUE! | #VALUE! | #VALUE! | #VALUE! | #VALUE! | #VALUE! | #VALUE! | #VALUE! | #VALUE! | #VALUE! | #VALUE! | #VALUE! | #VALUE! | #VALUE! | #VALUE! | #VALUE! | #VALUE! | #VALUE! | #VALUE! | #VALUE! | #VALUE! | #VALUE! | #VALUE! | #VALUE! | #VALUE! | #VALUE! | #VALUE! | #VALUE! | #VALUE! | #VALUE! | #VALUE! | #VALUE! | #VALUE! | #VALUE! | #VALUE! | #VALUE! | #VALUE! | #VALUE! | #VALUE! | #VALUE! | #VALUE! | #VALUE! | #VALUE! | #VALUE! | #VALUE! | #VALUE! | #VALUE! | #VALUE! | #VALUE! | #VALUE! | #VALUE! | #VALUE! | [51 empty] | 0 | 0 | 0 | 0 | 0 | 0 | 0 | 0 | 0 | 0 | 0 | 0 | 0
[72 empty] | 0 | 0 | 0 | 0 | 0 | - |  |  | 0 | #DIV/0! | 31.9871 | 4.1258 | 4.7092 | 6.4534 | 8.5934 | 9.1426 | 9.3718 | 9.7796 | 9.5463 | 6.9127 | 5.6432 | 4.1906 | 3.6984 | 4.3952 | 1.8095 | 13.8297 | 13.8297 |  | #VALUE! | #VALUE! | #VALUE! | #VALUE! | #VALUE! | #VALUE! | #VALUE! | #VALUE! | #VALUE! | #VALUE! | #VALUE! | #VALUE! | #VALUE! | #VALUE! | #VALUE! | #VALUE! | #VALUE! | #VALUE! | #VALUE! | #VALUE! | #VALUE! | #VALUE! | #VALUE! | #VALUE! | #VALUE! | #VALUE! | #VALUE! | #VALUE! | #VALUE! | #VALUE! | #VALUE! | #VALUE! | #VALUE! | #VALUE! | #VALUE! | #VALUE! | #VALUE! | #VALUE! | #VALUE! | #VALUE! | #VALUE! | #VALUE! | #VALUE! | #VALUE! | #VALUE! | #VALUE! | #VALUE! | #VALUE! | #VALUE! | #VALUE! | #VALUE! | #VALUE! | #VALUE! | #VALUE! | #VALUE! | #VALUE! | #VALUE! | #VALUE! | #VALUE! | #VALUE! | #VALUE! | #VALUE! | #VALUE! | #VALUE! | #VALUE! | #VALUE! | #VALUE! | #VALUE! | [51 empty] | 0 | 0 | 0 | 0 | 0 | 0 | 0 | 0 | 0 | 0 | 0 | 0 | 0
[72 empty] | 0 | 0 | 0 | 0 | 0 | - |  |  | 0 | #DIV/0! | 31.9871 | 4.1258 | 4.7092 | 6.4534 | 8.5934 | 9.1426 | 9.3718 | 9.7796 | 9.5463 | 6.9127 | 5.6432 | 4.1906 | 3.6984 | 4.3952 | 1.8095 | 13.8297 | 13.8297 |  | #VALUE! | #VALUE! | #VALUE! | #VALUE! | #VALUE! | #VALUE! | #VALUE! | #VALUE! | #VALUE! | #VALUE! | #VALUE! | #VALUE! | #VALUE! | #VALUE! | #VALUE! | #VALUE! | #VALUE! | #VALUE! | #VALUE! | #VALUE! | #VALUE! | #VALUE! | #VALUE! | #VALUE! | #VALUE! | #VALUE! | #VALUE! | #VALUE! | #VALUE! | #VALUE! | #VALUE! | #VALUE! | #VALUE! | #VALUE! | #VALUE! | #VALUE! | #VALUE! | #VALUE! | #VALUE! | #VALUE! | #VALUE! | #VALUE! | #VALUE! | #VALUE! | #VALUE! | #VALUE! | #VALUE! | #VALUE! | #VALUE! | #VALUE! | #VALUE! | #VALUE! | #VALUE! | #VALUE! | #VALUE! | #VALUE! | #VALUE! | #VALUE! | #VALUE! | #VALUE! | #VALUE! | #VALUE! | #VALUE! | #VALUE! | #VALUE! | #VALUE! | #VALUE! | #VALUE! | [51 empty] | 0 | 0 | 0 | 0 | 0 | 0 | 0 | 0 | 0 | 0 | 0 | 0 | 0
[72 empty] | 0 | 0 | 0 | 0 | 0 | - |  |  | 0 | #DIV/0! | 31.9871 | 4.1258 | 4.7092 | 6.4534 | 8.5934 | 9.1426 | 9.3718 | 9.7796 | 9.5463 | 6.9127 | 5.6432 | 4.1906 | 3.6984 | 4.3952 | 1.8095 | 13.8297 | 13.8297 |  | #VALUE! | #VALUE! | #VALUE! | #VALUE! | #VALUE! | #VALUE! | #VALUE! | #VALUE! | #VALUE! | #VALUE! | #VALUE! | #VALUE! | #VALUE! | #VALUE! | #VALUE! | #VALUE! | #VALUE! | #VALUE! | #VALUE! | #VALUE! | #VALUE! | #VALUE! | #VALUE! | #VALUE! | #VALUE! | #VALUE! | #VALUE! | #VALUE! | #VALUE! | #VALUE! | #VALUE! | #VALUE! | #VALUE! | #VALUE! | #VALUE! | #VALUE! | #VALUE! | #VALUE! | #VALUE! | #VALUE! | #VALUE! | #VALUE! | #VALUE! | #VALUE! | #VALUE! | #VALUE! | #VALUE! | #VALUE! | #VALUE! | #VALUE! | #VALUE! | #VALUE! | #VALUE! | #VALUE! | #VALUE! | #VALUE! | #VALUE! | #VALUE! | #VALUE! | #VALUE! | #VALUE! | #VALUE! | #VALUE! | #VALUE! | #VALUE! | #VALUE! | #VALUE! | #VALUE! | [51 empty] | 0 | 0 | 0 | 0 | 0 | 0 | 0 | 0 | 0 | 0 | 0 | 0 | 0
[72 empty] | 0 | 0 | 0 | 0 | 0 | - |  |  | 0 | #DIV/0! | 31.9871 | 4.1258 | 4.7092 | 6.4534 | 8.5934 | 9.1426 | 9.3718 | 9.7796 | 9.5463 | 6.9127 | 5.6432 | 4.1906 | 3.6984 | 4.3952 | 1.8095 | 13.8297 | 13.8297 |  | #VALUE! | #VALUE! | #VALUE! | #VALUE! | #VALUE! | #VALUE! | #VALUE! | #VALUE! | #VALUE! | #VALUE! | #VALUE! | #VALUE! | #VALUE! | #VALUE! | #VALUE! | #VALUE! | #VALUE! | #VALUE! | #VALUE! | #VALUE! | #VALUE! | #VALUE! | #VALUE! | #VALUE! | #VALUE! | #VALUE! | #VALUE! | #VALUE! | #VALUE! | #VALUE! | #VALUE! | #VALUE! | #VALUE! | #VALUE! | #VALUE! | #VALUE! | #VALUE! | #VALUE! | #VALUE! | #VALUE! | #VALUE! | #VALUE! | #VALUE! | #VALUE! | #VALUE! | #VALUE! | #VALUE! | #VALUE! | #VALUE! | #VALUE! | #VALUE! | #VALUE! | #VALUE! | #VALUE! | #VALUE! | #VALUE! | #VALUE! | #VALUE! | #VALUE! | #VALUE! | #VALUE! | #VALUE! | #VALUE! | #VALUE! | #VALUE! | #VALUE! | #VALUE! | #VALUE! | [51 empty] | 0 | 0 | 0 | 0 | 0 | 0 | 0 | 0 | 0 | 0 | 0 | 0 | 0
[72 empty] | 0 | 0 | 0 | 0 | 0 | - |  |  | 0 | #DIV/0! | 31.9871 | 4.1258 | 4.7092 | 6.4534 | 8.5934 | 9.1426 | 9.3718 | 9.7796 | 9.5463 | 6.9127 | 5.6432 | 4.1906 | 3.6984 | 4.3952 | 1.8095 | 13.8297 | 13.8297 |  | #VALUE! | #VALUE! | #VALUE! | #VALUE! | #VALUE! | #VALUE! | #VALUE! | #VALUE! | #VALUE! | #VALUE! | #VALUE! | #VALUE! | #VALUE! | #VALUE! | #VALUE! | #VALUE! | #VALUE! | #VALUE! | #VALUE! | #VALUE! | #VALUE! | #VALUE! | #VALUE! | #VALUE! | #VALUE! | #VALUE! | #VALUE! | #VALUE! | #VALUE! | #VALUE! | #VALUE! | #VALUE! | #VALUE! | #VALUE! | #VALUE! | #VALUE! | #VALUE! | #VALUE! | #VALUE! | #VALUE! | #VALUE! | #VALUE! | #VALUE! | #VALUE! | #VALUE! | #VALUE! | #VALUE! | #VALUE! | #VALUE! | #VALUE! | #VALUE! | #VALUE! | #VALUE! | #VALUE! | #VALUE! | #VALUE! | #VALUE! | #VALUE! | #VALUE! | #VALUE! | #VALUE! | #VALUE! | #VALUE! | #VALUE! | #VALUE! | #VALUE! | #VALUE! | #VALUE! | [51 empty] | 0 | 0 | 0 | 0 | 0 | 0 | 0 | 0 | 0 | 0 | 0 | 0 | 0
[72 empty] | 0 | 0 | 0 | 0 | 0 | - |  |  | 0 | #DIV/0! | 31.9871 | 4.1258 | 4.7092 | 6.4534 | 8.5934 | 9.1426 | 9.3718 | 9.7796 | 9.5463 | 6.9127 | 5.6432 | 4.1906 | 3.6984 | 4.3952 | 1.8095 | 13.8297 | 13.8297 |  | #VALUE! | #VALUE! | #VALUE! | #VALUE! | #VALUE! | #VALUE! | #VALUE! | #VALUE! | #VALUE! | #VALUE! | #VALUE! | #VALUE! | #VALUE! | #VALUE! | #VALUE! | #VALUE! | #VALUE! | #VALUE! | #VALUE! | #VALUE! | #VALUE! | #VALUE! | #VALUE! | #VALUE! | #VALUE! | #VALUE! | #VALUE! | #VALUE! | #VALUE! | #VALUE! | #VALUE! | #VALUE! | #VALUE! | #VALUE! | #VALUE! | #VALUE! | #VALUE! | #VALUE! | #VALUE! | #VALUE! | #VALUE! | #VALUE! | #VALUE! | #VALUE! | #VALUE! | #VALUE! | #VALUE! | #VALUE! | #VALUE! | #VALUE! | #VALUE! | #VALUE! | #VALUE! | #VALUE! | #VALUE! | #VALUE! | #VALUE! | #VALUE! | #VALUE! | #VALUE! | #VALUE! | #VALUE! | #VALUE! | #VALUE! | #VALUE! | #VALUE! | #VALUE! | #VALUE! | [51 empty] | 0 | 0 | 0 | 0 | 0 | 0 | 0 | 0 | 0 | 0 | 0 | 0 | 0
[72 empty] | 0 | 0 | 0 | 0 | 0 | - |  |  | 0 | #DIV/0! | 31.9871 | 4.1258 | 4.7092 | 6.4534 | 8.5934 | 9.1426 | 9.3718 | 9.7796 | 9.5463 | 6.9127 | 5.6432 | 4.1906 | 3.6984 | 4.3952 | 1.8095 | 13.8297 | 13.8297 |  | #VALUE! | #VALUE! | #VALUE! | #VALUE! | #VALUE! | #VALUE! | #VALUE! | #VALUE! | #VALUE! | #VALUE! | #VALUE! | #VALUE! | #VALUE! | #VALUE! | #VALUE! | #VALUE! | #VALUE! | #VALUE! | #VALUE! | #VALUE! | #VALUE! | #VALUE! | #VALUE! | #VALUE! | #VALUE! | #VALUE! | #VALUE! | #VALUE! | #VALUE! | #VALUE! | #VALUE! | #VALUE! | #VALUE! | #VALUE! | #VALUE! | #VALUE! | #VALUE! | #VALUE! | #VALUE! | #VALUE! | #VALUE! | #VALUE! | #VALUE! | #VALUE! | #VALUE! | #VALUE! | #VALUE! | #VALUE! | #VALUE! | #VALUE! | #VALUE! | #VALUE! | #VALUE! | #VALUE! | #VALUE! | #VALUE! | #VALUE! | #VALUE! | #VALUE! | #VALUE! | #VALUE! | #VALUE! | #VALUE! | #VALUE! | #VALUE! | #VALUE! | #VALUE! | #VALUE! | [51 empty] | 0 | 0 | 0 | 0 | 0 | 0 | 0 | 0 | 0 | 0 | 0 | 0 | 0
[72 empty] | 0 | 0 | 0 | 0 | 0 | - |  |  | 0 | #DIV/0! | 31.9871 | 4.1258 | 4.7092 | 6.4534 | 8.5934 | 9.1426 | 9.3718 | 9.7796 | 9.5463 | 6.9127 | 5.6432 | 4.1906 | 3.6984 | 4.3952 | 1.8095 | 13.8297 | 13.8297 |  | #VALUE! | #VALUE! | #VALUE! | #VALUE! | #VALUE! | #VALUE! | #VALUE! | #VALUE! | #VALUE! | #VALUE! | #VALUE! | #VALUE! | #VALUE! | #VALUE! | #VALUE! | #VALUE! | #VALUE! | #VALUE! | #VALUE! | #VALUE! | #VALUE! | #VALUE! | #VALUE! | #VALUE! | #VALUE! | #VALUE! | #VALUE! | #VALUE! | #VALUE! | #VALUE! | #VALUE! | #VALUE! | #VALUE! | #VALUE! | #VALUE! | #VALUE! | #VALUE! | #VALUE! | #VALUE! | #VALUE! | #VALUE! | #VALUE! | #VALUE! | #VALUE! | #VALUE! | #VALUE! | #VALUE! | #VALUE! | #VALUE! | #VALUE! | #VALUE! | #VALUE! | #VALUE! | #VALUE! | #VALUE! | #VALUE! | #VALUE! | #VALUE! | #VALUE! | #VALUE! | #VALUE! | #VALUE! | #VALUE! | #VALUE! | #VALUE! | #VALUE! | #VALUE! | #VALUE! | [51 empty] | 0 | 0 | 0 | 0 | 0 | 0 | 0 | 0 | 0 | 0 | 0 | 0 | 0
[72 empty] | 0 | 0 | 0 | 0 | 0 | - |  |  | 0 | #DIV/0! | 31.9871 | 4.1258 | 4.7092 | 6.4534 | 8.5934 | 9.1426 | 9.3718 | 9.7796 | 9.5463 | 6.9127 | 5.6432 | 4.1906 | 3.6984 | 4.3952 | 1.8095 | 13.8297 | 13.8297 |  | #VALUE! | #VALUE! | #VALUE! | #VALUE! | #VALUE! | #VALUE! | #VALUE! | #VALUE! | #VALUE! | #VALUE! | #VALUE! | #VALUE! | #VALUE! | #VALUE! | #VALUE! | #VALUE! | #VALUE! | #VALUE! | #VALUE! | #VALUE! | #VALUE! | #VALUE! | #VALUE! | #VALUE! | #VALUE! | #VALUE! | #VALUE! | #VALUE! | #VALUE! | #VALUE! | #VALUE! | #VALUE! | #VALUE! | #VALUE! | #VALUE! | #VALUE! | #VALUE! | #VALUE! | #VALUE! | #VALUE! | #VALUE! | #VALUE! | #VALUE! | #VALUE! | #VALUE! | #VALUE! | #VALUE! | #VALUE! | #VALUE! | #VALUE! | #VALUE! | #VALUE! | #VALUE! | #VALUE! | #VALUE! | #VALUE! | #VALUE! | #VALUE! | #VALUE! | #VALUE! | #VALUE! | #VALUE! | #VALUE! | #VALUE! | #VALUE! | #VALUE! | #VALUE! | #VALUE! | [51 empty] | 0 | 0 | 0 | 0 | 0 | 0 | 0 | 0 | 0 | 0 | 0 | 0 | 0
[72 empty] | 0 | 0 | 0 | 0 | 0 | - |  |  | 0 | #DIV/0! | 31.9871 | 4.1258 | 4.7092 | 6.4534 | 8.5934 | 9.1426 | 9.3718 | 9.7796 | 9.5463 | 6.9127 | 5.6432 | 4.1906 | 3.6984 | 4.3952 | 1.8095 | 13.8297 | 13.8297 |  | #VALUE! | #VALUE! | #VALUE! | #VALUE! | #VALUE! | #VALUE! | #VALUE! | #VALUE! | #VALUE! | #VALUE! | #VALUE! | #VALUE! | #VALUE! | #VALUE! | #VALUE! | #VALUE! | #VALUE! | #VALUE! | #VALUE! | #VALUE! | #VALUE! | #VALUE! | #VALUE! | #VALUE! | #VALUE! | #VALUE! | #VALUE! | #VALUE! | #VALUE! | #VALUE! | #VALUE! | #VALUE! | #VALUE! | #VALUE! | #VALUE! | #VALUE! | #VALUE! | #VALUE! | #VALUE! | #VALUE! | #VALUE! | #VALUE! | #VALUE! | #VALUE! | #VALUE! | #VALUE! | #VALUE! | #VALUE! | #VALUE! | #VALUE! | #VALUE! | #VALUE! | #VALUE! | #VALUE! | #VALUE! | #VALUE! | #VALUE! | #VALUE! | #VALUE! | #VALUE! | #VALUE! | #VALUE! | #VALUE! | #VALUE! | #VALUE! | #VALUE! | #VALUE! | #VALUE! | [51 empty] | 0 | 0 | 0 | 0 | 0 | 0 | 0 | 0 | 0 | 0 | 0 | 0 | 0
[72 empty] | 0 | 0 | 0 | 0 | 0 | - |  |  | 0 | #DIV/0! | 31.9871 | 4.1258 | 4.7092 | 6.4534 | 8.5934 | 9.1426 | 9.3718 | 9.7796 | 9.5463 | 6.9127 | 5.6432 | 4.1906 | 3.6984 | 4.3952 | 1.8095 | 13.8297 | 13.8297 |  | #VALUE! | #VALUE! | #VALUE! | #VALUE! | #VALUE! | #VALUE! | #VALUE! | #VALUE! | #VALUE! | #VALUE! | #VALUE! | #VALUE! | #VALUE! | #VALUE! | #VALUE! | #VALUE! | #VALUE! | #VALUE! | #VALUE! | #VALUE! | #VALUE! | #VALUE! | #VALUE! | #VALUE! | #VALUE! | #VALUE! | #VALUE! | #VALUE! | #VALUE! | #VALUE! | #VALUE! | #VALUE! | #VALUE! | #VALUE! | #VALUE! | #VALUE! | #VALUE! | #VALUE! | #VALUE! | #VALUE! | #VALUE! | #VALUE! | #VALUE! | #VALUE! | #VALUE! | #VALUE! | #VALUE! | #VALUE! | #VALUE! | #VALUE! | #VALUE! | #VALUE! | #VALUE! | #VALUE! | #VALUE! | #VALUE! | #VALUE! | #VALUE! | #VALUE! | #VALUE! | #VALUE! | #VALUE! | #VALUE! | #VALUE! | #VALUE! | #VALUE! | #VALUE! | #VALUE! | [51 empty] | 0 | 0 | 0 | 0 | 0 | 0 | 0 | 0 | 0 | 0 | 0 | 0 | 0
[72 empty] | 0 | 0 | 0 | 0 | 0 | - |  |  | 0 | #DIV/0! | 31.9871 | 4.1258 | 4.7092 | 6.4534 | 8.5934 | 9.1426 | 9.3718 | 9.7796 | 9.5463 | 6.9127 | 5.6432 | 4.1906 | 3.6984 | 4.3952 | 1.8095 | 13.8297 | 13.8297 |  | #VALUE! | #VALUE! | #VALUE! | #VALUE! | #VALUE! | #VALUE! | #VALUE! | #VALUE! | #VALUE! | #VALUE! | #VALUE! | #VALUE! | #VALUE! | #VALUE! | #VALUE! | #VALUE! | #VALUE! | #VALUE! | #VALUE! | #VALUE! | #VALUE! | #VALUE! | #VALUE! | #VALUE! | #VALUE! | #VALUE! | #VALUE! | #VALUE! | #VALUE! | #VALUE! | #VALUE! | #VALUE! | #VALUE! | #VALUE! | #VALUE! | #VALUE! | #VALUE! | #VALUE! | #VALUE! | #VALUE! | #VALUE! | #VALUE! | #VALUE! | #VALUE! | #VALUE! | #VALUE! | #VALUE! | #VALUE! | #VALUE! | #VALUE! | #VALUE! | #VALUE! | #VALUE! | #VALUE! | #VALUE! | #VALUE! | #VALUE! | #VALUE! | #VALUE! | #VALUE! | #VALUE! | #VALUE! | #VALUE! | #VALUE! | #VALUE! | #VALUE! | #VALUE! | #VALUE! | [51 empty] | 0 | 0 | 0 | 0 | 0 | 0 | 0 | 0 | 0 | 0 | 0 | 0 | 0
[72 empty] | 0 | 0 | 0 | 0 | 0 | - |  |  | 0 | #DIV/0! | 31.9871 | 4.1258 | 4.7092 | 6.4534 | 8.5934 | 9.1426 | 9.3718 | 9.7796 | 9.5463 | 6.9127 | 5.6432 | 4.1906 | 3.6984 | 4.3952 | 1.8095 | 13.8297 | 13.8297 |  | #VALUE! | #VALUE! | #VALUE! | #VALUE! | #VALUE! | #VALUE! | #VALUE! | #VALUE! | #VALUE! | #VALUE! | #VALUE! | #VALUE! | #VALUE! | #VALUE! | #VALUE! | #VALUE! | #VALUE! | #VALUE! | #VALUE! | #VALUE! | #VALUE! | #VALUE! | #VALUE! | #VALUE! | #VALUE! | #VALUE! | #VALUE! | #VALUE! | #VALUE! | #VALUE! | #VALUE! | #VALUE! | #VALUE! | #VALUE! | #VALUE! | #VALUE! | #VALUE! | #VALUE! | #VALUE! | #VALUE! | #VALUE! | #VALUE! | #VALUE! | #VALUE! | #VALUE! | #VALUE! | #VALUE! | #VALUE! | #VALUE! | #VALUE! | #VALUE! | #VALUE! | #VALUE! | #VALUE! | #VALUE! | #VALUE! | #VALUE! | #VALUE! | #VALUE! | #VALUE! | #VALUE! | #VALUE! | #VALUE! | #VALUE! | #VALUE! | #VALUE! | #VALUE! | #VALUE! | [51 empty] | 0 | 0 | 0 | 0 | 0 | 0 | 0 | 0 | 0 | 0 | 0 | 0 | 0
[82 empty] | 31.9871 | 4.1258 | 4.7092 | 6.4534 | 8.5934 | 9.1426 | 9.3718 | 9.7796 | 9.5463 | 6.9127 | 5.6432 | 4.1906 | 3.6984 | 4.3952 | 1.8095 | 13.8297 | 13.8297 |  | 341.6372 | 21 | 38 | 74 | 115 | 157 | 155 | 156 | 136 | 86 | 54 | 26 | 16 | 18 | 12 | 186 | 186 | 341.6372 | 21 | 38 | 74 | 115 | 157 | 155 | 156 | 136 | 86 | 54 | 26 | 16 | 18 | 12 | 186 | 186 | 341.6372 | 21 | 38 | 74 | 115 | 157 | 155 | 156 | 136 | 86 | 54 | 26 | 16 | 18 | 12 | 186 | 186 | 341.6372 | 21 | 38 | 74 | 115 | 157 | 155 | 156 | 136 | 86 | 54 | 26 | 16 | 18 | 12 | 186 | 186
Unhide further data entry rows using grouping: First, deactivate worksheet protection. Next, unhide data entry lines by clicking on the grouping sign "+" (on the left). Do not forget to reactivate worksheet protection afterwards!
[8 empty] | Please follow the same steps in 'Shading' worksheet. For a detailed description, please refer to the PHPP manual. | [73 empty] | a | bar: 2
b | bar: 2
c | bar: 2
d | bar: 2
e | bar: 2
f | bar: 2
g | bar: 2
h | bar: 2
i | bar: 2
j | bar: 2
k | bar: 2
l | bar: 2
m | bar: 2
n | bar: 2
o | bar: 2
p | bar: 2
q | bar: 2
r | bar: 2
s | bar: 2
t | bar: 2
u | bar: 2
v | bar: 2
w | bar: 2
x | bar: 2
y | bar: 2
z | bar: 2
Note on F10: In case you see the following notification: "Results are being calculated, please wait…", please activate automatic calculation in Excel. (Calculation options / Workbook calculation / Automatic). Otherwise the calculation of variants cannot be performed.
Note on H3: Caution: do not overwrite grey cells! Reason: the variants macro writes links in the yellow cells and automatically changes their colour to grey.
Note on M8: Please do not alter orientations!
Note on N22: Angle between North and a straight line perpendicular to the window (Hint: A light beam perpendicular to the window) North: 0° Northeast: 45° East: 90° Southeast: 135° South: 180° Southwest: 225° West: 270° Northwest: 315°
Note on O22: Horizontal: 0° Vertical: 90° See also manual.
Note on P22: For simplification, the windows are assigned to the cardinal points. The influence of orientation is considered in the calculations.
Note on R21: Window rough openings, but also curtain wall facades or entry doors
Note on S22: Select the surface in which the window is installed. The window areas are automatically subtracted from this area.
Note on T21: In case of entering an entry door select the corresponding opaque door filling here
Note on U21: In case of entering an entry door select the corresponding frame here
Note on Y8: The average global radiation of the windows is determined here. The value differs from the radiation for the cardinal points when the windows are not aligned to the cardinal points.
Note on AE21: The thermal bridge heat loss coefficient should be entered In this area. Alternatively a value of '1' may be entered in order to calculate with the standard thermal bridge value to be transferred from the 'Components' worksheet. Enter '0' when the window side is in contact with another window, meaning that no thermal bridge loss coefficient should be considered.
Note on BR23: Please mark with an 'x' if an exemption for thermal comfort is permissible: - for windows which are not adjacent to living areas - if comfort is ensured by means of near-by heating surfaces - if there are no concerns relating to thermal comfort in the direct vicinity - individual windows with an area of less than 1 m² The window will then be excluded from the evaluation of comfort.
Note on BS10: The limit values specified here and in the evaluation of thermal comfort below may differ from the thermal comfort requirements in the PHI building criteria in individual cases and are NOT relevant for verification of the building energy standard. The following deviations may results in individual cases: -- higher U-values are permissible with small windows -- if the climate of the local data set is colder than the climate zone assigned to it, the limit values shown here will be more stringent than the PHI building criteria, which evaluate a climate zone according to general overall requirements. -- in case of non-vertical windows, a different curvature is used compared with the PHI building criteria
Note on BU22: The results shown here have no influence over the possibility of building certification. Green: Comfort criterion is fulfilled. Yellow: Comfort criterion is almost missed, however, window is too small to cause discomfort. Red: Comfort criterion is not fulfilled.
Note on BV22: Net energy balance from solar gains and transmission losses during heating period. Positive values mean net energy gains.

## Shading
Verschattung | Speicher1 | Speicher2 | Speicher3 | Speicher4 | Speicher5 |  |  |  | Var1 | Var2 | Var3 | Var4 | Var5 | [11 empty] | Orig1 | Orig2 | Orig3 | Orig4 |  |  | Orig5
[6 empty] | Variants ▼ | [8 empty] | - | [34 empty] | WINTER Horizont | Pi/180 | 0.017453 | m | b |  | m | b |  | WINTER Laibung | Pi/180 | 0.017453 | m | b |  | m | b |  | WINTER Überstand | Pi/180 | 0.017453 | m | b |  | m | b | [6 empty] | SOMMER Horizont | Pi/180 | 0.017453 | m | b |  | m | b |  | SOMMER Laibung |  | 0.017453 | m | b |  | m | b |  | SOMMER Überstand | Pi/180 | 0.017453 | m | b |  | m | b
[7 empty] | Variant calculation | [7 empty] | Calculation of shading coefficients | [25 empty] | EnerPHit with PHPP Version 9.3 | Error(s): | [8 empty] | Horizontal |  | 0.011953 | -0.262 | 90 | 0.00064023 | 0.09982 | 90 |  | Horizontal |  | -0.00054819 | 0.81377 | 90 | -0.0038284 | -0.26276 | 90 |  | Horizontal |  | 0.0012837 | 0.14583 | 90 | -1.5061e-05 | -0.41802 | 90 | [6 empty] | Horizontal |  | 0.011087 | 0.24527 | 90 | 0.019421 | -0.36331 | 15 |  | Horizontal |  | 0.00010414 | 0.78795 | 90 | -0.0018314 | -0.21322 | 90 |  | Horizontal |  | -0.021486 | 0.81935 | 30 | 0.0060668 | -0.16458 | 15
[7 empty] | Windows and shading | [7 empty] | 23 / Climate: Hemsby / TFA: 95 m² / Heating: 26.6 kWh/(m²a) / Freq. overheating: 0 % / PER: 28.2 kWh/(m²a) | [35 empty] | r | a | 0.011953 | -0.262 |  | 0.00064023 | 0.09982 |  |  | r | a | -0.00054819 | 0.81377 |  | -0.0038284 | -0.26276 |  |  | r | a | 0.0012837 | 0.14583 |  | -1.5061e-05 | -0.41802 | [7 empty] | r | a | 0.011087 | 0.24527 |  | -0.0067188 | 0.074359 | 90 |  | r | a | 0.00010414 | 0.78795 |  | -0.0018314 | -0.21322 |  |  | r | a | 0.0020999 | 0.081454 | 90 | -0.006286 | 0.0074874 | 90
[50 empty] | S | 0.36774 | 1.8768 | 0.0014765 | 0.49085 | 90 | 0.0063964 | 0.27619 | 90 | S | 0.78489 | -0.46445 | -0.00055923 | 0.86384 | 90 | -0.012574 | -0.13186 | 90 | S | 0.21346 | -0.41881 | 0.00010069 | 0.45007 | 90 | -0.0031284 | -0.26729 | 90 | Summe Solargewinn | dito Kühllast / Sommer | dito ohne Verschattung |  |  | S | 0.82938 | -0.27961 | -0.00035781 | 0.43974 | 90 | -0.0018923 | -0.25148 | 90 | S | 0.79344 | -0.30971 | 0.00015311 | 0.8774 | 90 | 0.0074184 | -0.1633 | 15 | S | 0.19208 | -0.32368 | 2.1071e-05 | 0.45919 | 90 | -0.0016683 | -0.23493 | 90
[7 empty] | Active variant: | [6 empty] | 0 | [9 empty] | Orientation | Glazing | Reduction factor | Reduction factor | Reduction factor | Solar load | [16 empty] | Summe Solargewinn | dito ohne Verschattung |  |  | O/W | 0.56864 | 0.61317 | 0.0014765 | 0.49085 |  | 0.0063964 | 0.27619 |  | O/W | 0.83437 | -0.79427 | -0.00055923 | 0.86384 |  | -0.012574 | -0.13186 |  | O/W | 0.45537 | -0.4321 | 0.00010069 | 0.45007 |  | -0.0031284 | -0.26729 | [6 empty] | O/W | 0.42089 | -0.35117 | -0.00035781 | 0.43974 |  | -0.0018923 | -0.25148 |  | O/W | 0.88547 | -0.22846 | 0.00015311 | 0.8774 |  | -0.0053981 | 0.055932 | 90 | O/W | 0.4603 | -0.32282 | 2.1071e-05 | 0.45919 |  | -0.0016683 | -0.23493
[7 empty] | 1- | [6 empty] | 0 |  | Latitude: | 52.683 | ° | [6 empty] | area [m²] | winter rv | cooling rv,1 | cooling load rv,2 | [kWh/(m²Glazinga)] | [20 empty] | N | 0.81483 | 0.50013 | -0.0013076 | 0.88372 | 90 | 0.00056353 | 0.47044 | 90 | N | 0.78489 | -0.46445 | -0.00054819 | 0.81377 | 90 | -0.0038284 | -0.26276 | 90 | N | 0.74435 | -0.80849 | -0.001223 | 0.80879 | 90 | -0.013505 | -0.097019 | 90 | 439.6122 | 439.6122 | 459.5498 |  |  | N | 0.15385 | -0.30452 | -0.021768 | 0.81389 | 30 | 0.0071118 | -0.18353 | 15 | N | 0.79344 | -0.30971 | 0.00010414 | 0.78795 | 90 | -0.0018314 | -0.21322 | 90 | N | 0.79527 | -0.25443 | 0.023887 | 0.098922 | 30 | 0.014495 | -0.37238 | 23
[14 empty] | 0 | [9 empty] | North | 3.4031 | 91.36% | 95.66% | 95.66% | 126.2378 | [13 empty] | Verglasung wie oft? | Horizont wie oft? |  | 163.7965 | 179.2951 | [5 empty] | -0.0013076 | 0.88372 |  | 0.00056353 | 0.47044 |  |  |  |  | -0.0005482 | 0.81377 |  | -0.0038284 | -0.26276 |  |  |  |  | -0.001223 | 0.80879 |  | -0.013505 | -0.097019 |  | 139.3951 | 139.3951 | 164.0868 | [5 empty] | 0.0017764 | 0.060265 | 90 | -0.0065131 | 0.038607 | 90 |  |  |  | 0.00010414 | 0.78795 |  | -0.0018314 | -0.21322 |  |  |  |  | -0.0056372 | 1.0923 | 90 | -0.0068428 | 0.10607 | 90
[14 empty] | 0 | [9 empty] | East | 0.76594 | 78.6% | 84.95% | 84.95% | 177.5654 | [13 empty] | 5 | 5 | TRUE | 50.1439 | 63.7994 |  |  |  | Senkrecht |  | m | b | [5 empty] | Senkrecht |  | m | b | [5 empty] | Senkrecht |  | m | b |  |  |  |  | 1523.1444 | 1523.1444 | 1818.0461 |  |  |  | Senkrecht |  | m | b | [5 empty] | Senkrecht |  | m | b | [5 empty] | Senkrecht |  | m | b
[14 empty] | 0 | [9 empty] | South | 6.4292 | 86.54% | 83.78% | 83.78% | 256.2781 | [13 empty] | 1 | 1 | TRUE | 1111.8254 | 1284.7031 |  |  |  | r | a | -0.001532 | 0.15106 | 90 | 2.5e-07 | 0.66271 | 90 |  | r | a | 0.0011986 | 0.79223 | 90 | 0.0057992 | -0.54725 | 90 |  | r | a | 0.0027704 | 0.83745 | 90 | 0.0096661 | -0.62097 | 90 | 441.0045 | 441.0045 | 569.8809 |  |  |  | r | a | -0.0054975 | 0.59156 | 15 | 0.034365 | -1.4973 | 30 |  | r | a | 0.0055544 | 0.46956 | 90 | -0.0077589 | -0.37427 | 30 |  | r | a | 0.0082589 | 0.25462 | 15 | 0.076331 | 0.21582 | 30
[14 empty] | 0 | [9 empty] | West | 2.114 | 67.7% | 77.39% | 77.39% | 216.1431 | [13 empty] | 6 | 6 | TRUE | 213.9418 | 316.0077 |  |  | S | 0.070346 | 2.5886 | -0.001532 | 0.15106 |  | 2.5e-07 | 0.66271 |  | S | 0.85538 | -0.24172 | 0.0011986 | 0.79223 |  | 0.0057992 | -0.54725 |  | S | 0.9834 | -0.11173 | 0.0027704 | 0.83745 |  | 0.0096661 | -0.62097 |  | 0 | 0 | 0 |  |  | S | 0.86705 | -0.45775 | 0.0092459 | 0.37995 | 90 | -0.0079931 | -0.036651 | 90 | S | 0.76218 | -0.36599 | 0.0055544 | 0.46956 |  | 0.010281 | -0.90764 | 90 | S | 0.12596 | 0.94591 | -0.0076072 | 0.52672 | 90 | -0.078056 | 5.0581 | 90
[14 empty] | 0 | [9 empty] | Horizontal | 0 | 100% | 100% | 100% | 0 | [13 empty] | 3 | 3 | TRUE | 0 | 0 |  |  | O/W | 0.82255 | -1.1905 | 0.0010818 | 0.76555 | 90 | -0.0095713 | -0.68621 | 90 | O/W | 0.81046 | -0.56092 | 0.00074865 | 0.77101 | 90 | -0.0050843 | -0.29306 | 90 | O/W | 0.85065 | -0.32398 | 0.00061612 | 0.8182 | 90 | 0.0023851 | -0.44964 | 90 | [5 empty] | O/W | 0.80019 | -0.9086 | 0.00068723 | 0.76398 | 90 | -0.0036876 | -0.71432 | 90 | O/W | 0.70535 | -0.23415 | 7.1557e-05 | 0.70158 | 90 | 0.0047939 | -0.21414 | 23 | O/W | 0.075728 | 0.44968 | -0.0015101 | 0.15529 | 90 | -0.0024483 | 0.57866 | 90
| Makro-Speicher | [12 empty] | 0 | [35 empty] | N | 0.63334 | -1.3862 | 0.0010818 | 0.76555 |  | -0.0095713 | -0.68621 |  | N | 0.61707 | -0.49573 | 0.00074865 | 0.77101 |  | -0.0050843 | -0.29306 |  | N | 0.73383 | -0.40642 | 0.00061612 | 0.8182 |  | 0.0023851 | -0.44964 | [6 empty] | N | 0.59039 | -1.4044 | 0.00068723 | 0.76398 |  | -0.0036876 | -0.71432 |  | N | 0.49019 | -0.57405 | 7.1557e-05 | 0.70158 |  | -0.0033761 | -0.056284 | 90 | N | 0.27054 | 0.44327 | -0.0015101 | 0.15529 |  | -0.0024483 | 0.57866
| Laibung |  | Überstand | [5 empty] | Lateral reveal |  | Reveal / Overhang |  |  | 0 | [8 empty] | Horizon |  | Lateral reveal |  | Reveal / Overhang | [5 empty] | Reduction factors for shading in winter |  |  |  | Reduction factors for shading in summer | [8 empty] | Solargewinn | dito ohne Verschattung | [5 empty] | 0.0018772 | 0.53444 | 90 | 0.0050448 | -1.652 | 90 |  |  |  | 0.00021217 | 0.60589 | 90 | 9.7991e-05 | -0.50089 | 90 |  |  |  | -0.010354 | 0.72835 | 15 | -0.00024645 | -0.39343 | 90 | Solargewinn Apr-Sep Kühlung | Solargewinn Apr-Sep Kühllast / Sommer | dito ohne Verschattung | [5 empty] | -0.012691 | 0.79326 | 30 | -0.041642 | -0.30958 | 38 |  |  |  | -0.003146 | 0.65593 | 90 | 0.0020612 | -0.68264 | 90 |  |  |  | 0.0084373 | 0.19315 | 30 | -0.016331 | 1.3036 | 90
| Laibungstiefe | Abstand des Verglasungs-rands zur Laibung | Tiefe des Überstands | Abstand des oberen Vergla-sungsrands zum Überstand | Abminderungs-faktor für temporären Sonnenschutz |  |  | Selected window type from 'Windows' worksheet | Window reveal depth | Distance from glazing edge to reveal | Overhang depth | Distance from upper glazing edge to overhang | Reduction factor z for temporary sun protection | 0 | Quan- tity | Description | Deviation from North | Angle of inclination from the horizontal | Orientation | Glazing width | Glazing height | Glazing area | Height of the shading object | Horizontal distance | Window reveal depth | Distance from glazing edge to reveal | Overhang depth | Distance from upper glazing edge to overhang | Additional reduction factor winter shading | Additional reduction factor summer shading | Reduction factor z for temporary sun protection | Regulated / transparent | Horizon | Reveal | Overhang | Total for heating case | Horizon | Reveal | Overhang | Total for cooling case | Total for cooling load |  |  |  |  | kWh/a | kWh/a | [5 empty] | 0.0018772 | 0.53444 |  | 0.0050448 | -1.652 |  |  |  |  | 0.00021217 | 0.60589 |  | 9.7991e-05 | -0.50089 |  |  |  |  | 0.0041465 | 0.51538 | 90 | -0.00024645 | -0.39343 |  | kWh/a | kWh/a | kWh/a | [5 empty] | 0.0079821 | 0.16987 | 90 | 0.02508 | -2.7257 | 90 |  |  |  | -0.003146 | 0.65593 |  | 0.0020612 | -0.68264 |  |  |  |  | -0.0078452 | 0.68385 | 90 | -0.016331 | 1.3036
| üLaib | aLaib | üoben | aoben | z |  |  |  | oReveal [m] | dReveal [m] | oover [m] | dover [m] | z [%] | 0 |  |  | [Degree] | [Degree] |  | wG [m] | hG [m] | AG [m2] | hHori [m] | dHori [m] | oReveal [m] | dReveal [m] | oover [m] | dover [m] | rother,w [%] | rother,s [%] | z [%] |  | rH [%] | rR [%] | rO [%] | rS [%] | rH [%] | rR [%] | rO [%] | rS,1 [%] | rS,2 [%] |  | Vergl. Vorhanden? | Verschattungsangaben Winter gemacht? | Verschattungsangaben Sommer gemacht? |  |  | Neigung | Azimut | hh/dh | Azimut_unten | hor1 | hor2 | ipol_hor | senk1 | senk2 | ipol_senk | Vfaktor_Hori | Tl/(0.5*Bf+Al) | Azimut_unten | hor1 | hor2 | ipol_hor | senk1 | senk2 | ipol_senk | Vfaktor_Laibung | Tu/(0.5*Hf+Au) | Azimut_unten | hor1 | hor2 | ipol_hor | senk1 | senk2 | ipol_senk | Vfaktor_Überst |  |  |  | Neigung | Azimut | hh/dh | Azimut_unten | hor1 | hor2 | ipol_hor | senk1 | senk2 | ipol_senk | Vfaktor_Hori | Tl/(0.5*(Bf+Al)) | Azimut_unten | hor1 | hor2 | ipol_hor | senk1 | senk2 | ipol_senk | Vfaktor_Laibung | Tu/(0.5*(Hf+Au)) | Azimut_unten | hor1 | hor2 | ipol_hor | senk1 | senk2 | ipol_senk | Vfaktor_Überst
[43 empty] | 0 | FALSE | FALSE |  |  |  |  | 1 | #VALUE! | #VALUE! | #VALUE! | #VALUE! | #VALUE! | #VALUE! | #VALUE! | #N/A | #VALUE! | #VALUE! | #VALUE! | #VALUE! | #VALUE! | #VALUE! | #VALUE! | #VALUE! | #VALUE! | #VALUE! | #VALUE! | #VALUE! | #VALUE! | #VALUE! | #VALUE! | #VALUE! | #VALUE! | #VALUE! | [5 empty] | 1 | #VALUE! | #VALUE! | #VALUE! | #VALUE! | #VALUE! | #VALUE! | #VALUE! | #N/A | #VALUE! | #VALUE! | #VALUE! | #VALUE! | #VALUE! | #VALUE! | #VALUE! | #VALUE! | #N/A | #VALUE! | #VALUE! | #VALUE! | #VALUE! | #VALUE! | #VALUE! | #VALUE! | #VALUE! | #N/A
[15 empty] | 1 | Kitchen opener | 23 | 90 | North | 0.596 | 0.826 | 0.4923 | 0 | 0 | 0.05 | 0.03 | 0.05 | 0.11 |  |  |  |  | 100% | 95.18% | 97.23% | 92.55% | 100% | 96.14% | 99.69% | 95.85% | 95.85% |  | 1 | TRUE | TRUE | 24.004 | 25.9369 | 90 | 23 | 1 | 0 | 0.94575 | 0.85064 | 0.93123 | 0.52501 | 0.42758 | 0.51013 | 1 | 0.15244 | 0 | 0.94635 | 0.90485 | 0.94001 | 0.95509 | 0.93358 | 0.9518 | 0.9518 | 0.095602 | 0 | 0.94463 | 0.98157 | 0.95027 | 0.97203 | 0.97406 | 0.97234 | 0.97234 | 63.7182 | 63.7182 | 66.4786 | 90 | 23 | 1 | 0 | 0.95961 | 0.87536 | 0.94675 | 0.55455 | 0.52236 | 0.54964 | 1 | 0.15244 | 0 | 0.96341 | 0.96969 | 0.96437 | 0.95893 | 0.97527 | 0.96142 | 0.96142 | 0.095602 | 0 | 0.98089 | 0.98601 | 0.98167 | 0.99706 | 0.99623 | 0.99694 | 0.99694
[15 empty] | 1 | Kitchen fixed part | 23 | 90 | North | 1.076 | 0.826 | 0.88878 | 0 | 0 | 0.05 | 0.03 | 0.05 | 0.11 |  |  |  |  | 100% | 97.17% | 97.23% | 94.48% | 100% | 97.73% | 99.69% | 97.43% | 97.43% |  | 1 | TRUE | TRUE | 44.2426 | 46.8256 | 90 | 23 | 1 | 0 | 0.94575 | 0.85064 | 0.93123 | 0.52501 | 0.42758 | 0.51013 | 1 | 0.088028 | 0 | 0.96856 | 0.94365 | 0.96476 | 0.97365 | 0.96095 | 0.97171 | 0.97171 | 0.095602 | 0 | 0.94463 | 0.98157 | 0.95027 | 0.97203 | 0.97406 | 0.97234 | 0.97234 | 116.9388 | 116.9388 | 120.0183 | 90 | 23 | 1 | 0 | 0.95961 | 0.87536 | 0.94675 | 0.55455 | 0.52236 | 0.54964 | 1 | 0.088028 | 0 | 0.97866 | 0.98237 | 0.97923 | 0.97584 | 0.98561 | 0.97734 | 0.97734 | 0.095602 | 0 | 0.98089 | 0.98601 | 0.98167 | 0.99706 | 0.99623 | 0.99694 | 0.99694
[15 empty] | 0 | Removed Pantry | 23 | 90 | North | 0.126 | 0.376 |  | 0 | 0 | 0.03 | 0.03 | 0.03 | 0.11 | [14 empty] | 0 | TRUE | TRUE |  |  | 90 | 23 | 1 | 0 | 0.94575 | 0.85064 | 0.93123 | 0.52501 | 0.42758 | 0.51013 | 1 | 0.32258 | 0 | 0.89079 | 0.81141 | 0.87867 | 0.90881 | 0.86586 | 0.90225 | 0.90225 | 0.10067 | 0 | 0.94182 | 0.98062 | 0.94774 | 0.97058 | 0.9727 | 0.97091 | 0.97091 |  |  |  | 90 | 23 | 1 | 0 | 0.95961 | 0.87536 | 0.94675 | 0.55455 | 0.52236 | 0.54964 | 1 | 0.32258 | 0 | 0.92456 | 0.93709 | 0.92647 | 0.91714 | 0.94869 | 0.92195 | 0.92195 | 0.10067 | 0 | 0.97989 | 0.98528 | 0.98071 | 0.99675 | 0.99582 | 0.99661 | 0.99661
[15 empty] | 1 | Bog | 23 | 90 | North | 0.816 | 0.826 | 0.67402 | 0 | 0 | 0.05 | 0.03 | 0.05 | 0.11 |  |  |  |  | 100% | 96.36% | 97.23% | 93.69% | 100% | 97.08% | 99.69% | 96.78% | 96.78% |  | 1 | TRUE | TRUE | 33.2705 | 35.5109 | 90 | 23 | 1 | 0 | 0.94575 | 0.85064 | 0.93123 | 0.52501 | 0.42758 | 0.51013 | 1 | 0.11416 | 0 | 0.95947 | 0.92768 | 0.95462 | 0.96605 | 0.94973 | 0.96356 | 0.96356 | 0.095602 | 0 | 0.94463 | 0.98157 | 0.95027 | 0.97203 | 0.97406 | 0.97234 | 0.97234 | 88.0905 | 88.0905 | 91.0176 | 90 | 23 | 1 | 0 | 0.95961 | 0.87536 | 0.94675 | 0.55455 | 0.52236 | 0.54964 | 1 | 0.11416 | 0 | 0.97244 | 0.97721 | 0.97317 | 0.96891 | 0.9814 | 0.97081 | 0.97081 | 0.095602 | 0 | 0.98089 | 0.98601 | 0.98167 | 0.99706 | 0.99623 | 0.99694 | 0.99694
[15 empty] | 1 | Landing | 23 | 90 | North | 0.816 | 0.826 | 0.67402 | 0 | 0 | 0.05 | 0.03 | 0.17 | 0.11 |  |  |  |  | 100% | 96.36% | 91.01% | 87.69% | 100% | 97.08% | 96.69% | 93.86% | 93.86% |  | 1 | TRUE | TRUE | 31.1397 | 35.5109 | 90 | 23 | 1 | 0 | 0.94575 | 0.85064 | 0.93123 | 0.52501 | 0.42758 | 0.51013 | 1 | 0.11416 | 0 | 0.95947 | 0.92768 | 0.95462 | 0.96605 | 0.94973 | 0.96356 | 0.96356 | 0.32505 | 0 | 0.82798 | 0.94033 | 0.84513 | 0.90919 | 0.91497 | 0.91007 | 0.91007 | 85.4324 | 85.4324 | 91.0176 | 90 | 23 | 1 | 0 | 0.95961 | 0.87536 | 0.94675 | 0.55455 | 0.52236 | 0.54964 | 1 | 0.11416 | 0 | 0.97244 | 0.97721 | 0.97317 | 0.96891 | 0.9814 | 0.97081 | 0.97081 | 0.32505 | 0 | 0.93688 | 0.95415 | 0.93951 | 0.96824 | 0.95918 | 0.96685 | 0.96685
[15 empty] | 1 | Bathroom | 23 | 90 | North | 0.816 | 0.826 | 0.67402 | 0 | 0 | 0.05 | 0.03 | 0.17 | 0.11 |  |  |  |  | 100% | 96.36% | 91.01% | 87.69% | 100% | 97.08% | 96.69% | 93.86% | 93.86% |  | 1 | TRUE | TRUE | 31.1397 | 35.5109 | 90 | 23 | 1 | 0 | 0.94575 | 0.85064 | 0.93123 | 0.52501 | 0.42758 | 0.51013 | 1 | 0.11416 | 0 | 0.95947 | 0.92768 | 0.95462 | 0.96605 | 0.94973 | 0.96356 | 0.96356 | 0.32505 | 0 | 0.82798 | 0.94033 | 0.84513 | 0.90919 | 0.91497 | 0.91007 | 0.91007 | 85.4324 | 85.4324 | 91.0176 | 90 | 23 | 1 | 0 | 0.95961 | 0.87536 | 0.94675 | 0.55455 | 0.52236 | 0.54964 | 1 | 0.11416 | 0 | 0.97244 | 0.97721 | 0.97317 | 0.96891 | 0.9814 | 0.97081 | 0.97081 | 0.32505 | 0 | 0.93688 | 0.95415 | 0.93951 | 0.96824 | 0.95918 | 0.96685 | 0.96685
[43 empty] | 0 | FALSE | FALSE |  |  |  |  | 1 | #VALUE! | #VALUE! | #VALUE! | #VALUE! | #VALUE! | #VALUE! | #VALUE! | #N/A | #VALUE! | #VALUE! | #VALUE! | #VALUE! | #VALUE! | #VALUE! | #VALUE! | #VALUE! | #VALUE! | #VALUE! | #VALUE! | #VALUE! | #VALUE! | #VALUE! | #VALUE! | #VALUE! | #VALUE! | #VALUE! | [5 empty] | 1 | #VALUE! | #VALUE! | #VALUE! | #VALUE! | #VALUE! | #VALUE! | #VALUE! | #N/A | #VALUE! | #VALUE! | #VALUE! | #VALUE! | #VALUE! | #VALUE! | #VALUE! | #VALUE! | #N/A | #VALUE! | #VALUE! | #VALUE! | #VALUE! | #VALUE! | #VALUE! | #VALUE! | #VALUE! | #N/A
[15 empty] | 1 | Tessoffice | 247 | 90 | West | 0.816 | 0.826 | 0.67402 | 2 | 6 | 0.05 | 0.03 | 0.05 | 0.11 |  |  |  |  | 73.78% | 95.39% | 97.64% | 68.72% | 80.41% | 97.95% | 99.57% | 78.42% | 78.42% |  | 1 | TRUE | TRUE | 69.2383 | 100.7557 | 90 | 247 | 0.33333 | 180 | 0.88656 | 0.97301 | 0.95981 | 0.77809 | 0.73058 | 0.73783 | 0.73783 | 0.11416 | 180 | 0.95947 | 0.92768 | 0.93253 | 0.97672 | 0.94973 | 0.95385 | 0.95385 | 0.095602 | 180 | 0.99162 | 0.98157 | 0.98311 | 0.98955 | 0.97406 | 0.97642 | 0.97642 | 142.4852 | 142.4852 | 181.7004 | 90 | 247 | 0.33333 | 180 | 0.92619 | 0.95351 | 0.94934 | 0.8773 | 0.79091 | 0.8041 | 0.8041 | 0.11416 | 180 | 0.97244 | 0.97721 | 0.97648 | 0.96881 | 0.9814 | 0.97948 | 0.97948 | 0.095602 | 180 | 0.99415 | 0.98601 | 0.98725 | 0.99251 | 0.99623 | 0.99566 | 0.99566
[15 empty] | 1 | Wookoffice | 247 | 90 | West | 0.816 | 0.826 | 0.67402 | 2 | 6 | 0.04 | 0.095 | 0.04 | 0.11 |  |  |  |  | 73.78% | 96.76% | 98.11% | 70.04% | 80.41% | 98.56% | 99.72% | 79.03% | 79.03% |  | 1 | TRUE | TRUE | 70.5682 | 100.7557 | 90 | 247 | 0.33333 | 180 | 0.88656 | 0.97301 | 0.95981 | 0.77809 | 0.73058 | 0.73783 | 0.73783 | 0.079523 | 180 | 0.97154 | 0.94893 | 0.95238 | 0.98371 | 0.96464 | 0.96756 | 0.96756 | 0.076482 | 180 | 0.99327 | 0.9852 | 0.98643 | 0.99163 | 0.97918 | 0.98108 | 0.98108 | 143.6055 | 143.6055 | 181.7004 | 90 | 247 | 0.33333 | 180 | 0.92619 | 0.95351 | 0.94934 | 0.8773 | 0.79091 | 0.8041 | 0.8041 | 0.079523 | 180 | 0.9807 | 0.98406 | 0.98355 | 0.97814 | 0.98699 | 0.98564 | 0.98564 | 0.076482 | 180 | 0.9953 | 0.98877 | 0.98977 | 0.99519 | 0.99758 | 0.99721 | 0.99721
[15 empty] | 1 | Wookoffice | 157 | 90 | South | 0.816 | 0.826 | 0.67402 | 0 | 0 | 0.1 | 0.095 | 0.03 | 0.11 |  |  |  |  | 100% | 95.29% | 99.23% | 94.56% | 100% | 94.98% | 99.75% | 94.74% | 94.74% |  | 1 | TRUE | TRUE | 127.3549 | 134.6837 | 90 | 157 | 1 | 90 | 0.85064 | 0.5399 | 0.58734 | 0.42758 | 0.2249 | 0.25585 | 1 | 0.19881 | 90 | 0.87812 | 0.93077 | 0.92273 | 0.91448 | 0.95987 | 0.95294 | 0.95294 | 0.057361 | 90 | 0.98885 | 0.99493 | 0.994 | 0.98434 | 0.99372 | 0.99229 | 0.99229 | 180.572 | 180.572 | 190.5974 | 90 | 157 | 1 | 90 | 0.87536 | 0.7977 | 0.80955 | 0.52236 | 0.68154 | 0.65723 | 1 | 0.19881 | 90 | 0.96068 | 0.95262 | 0.95385 | 0.96792 | 0.94651 | 0.94978 | 0.94978 | 0.057361 | 90 | 0.99155 | 0.99647 | 0.99572 | 0.99864 | 0.99729 | 0.99749 | 0.99749
[15 empty] | 1 | Bay (West) | 247 | 90 | West | 0.486 | 1.576 | 0.76594 | 3 | 7 | 0 | 0.053 | 0.13 | 0.11 |  |  |  |  | 67.13% | 100% | 96.46% | 64.75% | 75.77% | 100% | 99.01% | 75.03% | 75.03% |  | 1 | TRUE | TRUE | 74.1353 | 114.4964 | 90 | 247 | 0.42857 | 180 | 0.82848 | 0.95763 | 0.93791 | 0.67118 | 0.67129 | 0.67128 | 0.67128 | 0 | 180 | 1 | 1 | 1 | 1 | 1 | 1 | 1 | 0.14477 | 180 | 0.98744 | 0.97239 | 0.97469 | 0.98422 | 0.96102 | 0.96457 | 0.96457 | 154.9138 | 154.9138 | 206.4801 | 90 | 247 | 0.42857 | 180 | 0.90634 | 0.94119 | 0.93587 | 0.84555 | 0.74191 | 0.75773 | 0.75773 | 0 | 180 | 1 | 1 | 1 | 1 | 1 | 1 | 1 | 0.14477 | 180 | 0.99121 | 0.97898 | 0.98085 | 0.98302 | 0.99142 | 0.99014 | 0.99014
[15 empty] | 1 | Bay (East) | 67 | 90 | East | 0.486 | 1.576 | 0.76594 | 3 | 14 | 0 | 0.053 | 0.13 | 0.11 |  |  |  |  | 81.82% | 100% | 96.06% | 78.6% | 85.66% | 100% | 99.17% | 84.95% | 84.95% |  | 1 | TRUE | TRUE | 50.1439 | 63.7994 | 90 | 67 | 0.21429 | 0 | 0.99589 | 0.98829 | 0.98945 | 0.83724 | 0.8148 | 0.81822 | 0.81822 | 0 | 0 | 1 | 1 | 1 | 1 | 1 | 1 | 1 | 0.14477 | 0 | 0.91778 | 0.97239 | 0.96405 | 0.95807 | 0.96102 | 0.96057 | 0.96057 | 139.3951 | 139.3951 | 164.0868 | 90 | 67 | 0.21429 | 0 | 0.99028 | 0.96949 | 0.97266 | 0.84657 | 0.85843 | 0.85662 | 0.85662 | 0 | 0 | 1 | 1 | 1 | 1 | 1 | 1 | 1 | 0.14477 | 0 | 0.97124 | 0.97898 | 0.9778 | 0.99332 | 0.99142 | 0.99171 | 0.99171
[15 empty] | 1 | Bay (front) | 157 | 90 | South | 1.936 | 1.546 | 2.9931 | 2.5 | 12 | 0 | 0.04 | 0.13 | 0.11 |  |  |  |  | 89.04% | 100% | 98.04% | 87.29% | 91.21% | 100% | 98.38% | 89.73% | 89.73% |  | 1 | TRUE | TRUE | 522.0561 | 598.0804 | 90 | 157 | 0.20833 | 90 | 0.98891 | 0.95154 | 0.95725 | 0.81933 | 0.90318 | 0.89038 | 0.89038 | 0 | 90 | 1 | 1 | 1 | 1 | 1 | 1 | 1 | 0.14723 | 90 | 0.97193 | 0.98724 | 0.9849 | 0.96038 | 0.98396 | 0.98036 | 0.98036 | 759.4567 | 759.4567 | 846.3728 | 90 | 157 | 0.20833 | 90 | 0.97031 | 0.95307 | 0.9557 | 0.862 | 0.92113 | 0.91211 | 0.91211 | 0 | 90 | 1 | 1 | 1 | 1 | 1 | 1 | 1 | 0.14723 | 90 | 0.97863 | 0.99106 | 0.98916 | 0.99113 | 0.98245 | 0.98377 | 0.98377
[15 empty] | 0 | Removed Bay (front) R opener | 157 | 90 | South | 1.987 | 1.627 |  | 2.5 | 12 | 0 | 0.04 | 0.13 | 0.11 | [14 empty] | 0 | TRUE | TRUE |  |  | 90 | 157 | 0.20833 | 90 | 0.98891 | 0.95154 | 0.95725 | 0.81933 | 0.90318 | 0.89038 | 0.89038 | 0 | 90 | 1 | 1 | 1 | 1 | 1 | 1 | 1 | 0.14077 | 90 | 0.97313 | 0.98778 | 0.98554 | 0.96208 | 0.98465 | 0.98121 | 0.98121 |  |  |  | 90 | 157 | 0.20833 | 90 | 0.97031 | 0.95307 | 0.9557 | 0.862 | 0.92113 | 0.91211 | 0.91211 | 0 | 90 | 1 | 1 | 1 | 1 | 1 | 1 | 1 | 0.14077 | 90 | 0.97955 | 0.99144 | 0.98963 | 0.99188 | 0.98393 | 0.98514 | 0.98514
[15 empty] | 0 | Removed Bay (front) L fixed | 157 | 90 | South | 2.054 | 0.814 |  | 2.5 | 12 | 0 | 0.04 | 0.13 | 0.973 | [14 empty] | 0 | TRUE | TRUE |  |  | 90 | 157 | 0.20833 | 90 | 0.98891 | 0.95154 | 0.95725 | 0.81933 | 0.90318 | 0.89038 | 0.89038 | 0 | 90 | 1 | 1 | 1 | 1 | 1 | 1 | 1 | 0.094203 | 90 | 0.98184 | 0.99174 | 0.99023 | 0.97443 | 0.9897 | 0.98737 | 0.98737 |  |  |  | 90 | 157 | 0.20833 | 90 | 0.97031 | 0.95307 | 0.9557 | 0.862 | 0.92113 | 0.91211 | 0.91211 | 0 | 90 | 1 | 1 | 1 | 1 | 1 | 1 | 1 | 0.094203 | 90 | 0.98621 | 0.99423 | 0.99301 | 0.99634 | 0.99273 | 0.99328 | 0.99328
[15 empty] | 0 | Removed Bay (front) R fixed | 157 | 90 | South | 2.054 | 0.814 |  | 2.5 | 12 | 0 | 0.04 | 0.13 | 0.973 | [14 empty] | 0 | TRUE | TRUE |  |  | 90 | 157 | 0.20833 | 90 | 0.98891 | 0.95154 | 0.95725 | 0.81933 | 0.90318 | 0.89038 | 0.89038 | 0 | 90 | 1 | 1 | 1 | 1 | 1 | 1 | 1 | 0.094203 | 90 | 0.98184 | 0.99174 | 0.99023 | 0.97443 | 0.9897 | 0.98737 | 0.98737 |  |  |  | 90 | 157 | 0.20833 | 90 | 0.97031 | 0.95307 | 0.9557 | 0.862 | 0.92113 | 0.91211 | 0.91211 | 0 | 90 | 1 | 1 | 1 | 1 | 1 | 1 | 1 | 0.094203 | 90 | 0.98621 | 0.99423 | 0.99301 | 0.99634 | 0.99273 | 0.99328 | 0.99328
[15 empty] | 1 | Lounge L fixed | 157 | 90 | South | 0.836 | 0.826 | 0.69054 | 3 | 12 | 0.1 | 0.095 | 0.5 | 0.11 |  |  |  |  | 85.33% | 95.38% | 88.1% | 71.7% | 89.57% | 95.07% | 62.44% | 53.18% | 53.18% |  | 1 | TRUE | TRUE | 98.9364 | 137.9847 | 90 | 157 | 0.25 | 90 | 0.98426 | 0.932 | 0.93998 | 0.78827 | 0.86498 | 0.85327 | 0.85327 | 0.19493 | 90 | 0.88032 | 0.93206 | 0.92416 | 0.91606 | 0.96063 | 0.95382 | 0.95382 | 0.95602 | 90 | 0.8459 | 0.92957 | 0.9168 | 0.77342 | 0.90037 | 0.88099 | 0.88099 | 103.839 | 103.839 | 195.2689 | 90 | 157 | 0.25 | 90 | 0.96462 | 0.944 | 0.94715 | 0.8374 | 0.90624 | 0.89573 | 0.89573 | 0.19493 | 90 | 0.96143 | 0.95352 | 0.95472 | 0.96853 | 0.94752 | 0.95073 | 0.95073 | 0.95602 | 90 | 0.87777 | 0.94888 | 0.93802 | 0.766 | 0.59894 | 0.62444 | 0.62444
[15 empty] | 1 | Lounge R opener | 157 | 90 | South | 0.836 | 0.826 | 0.69054 | 3 | 12 | 0.1 | 0.095 | 0.5 | 0.11 |  |  |  |  | 85.33% | 95.38% | 88.1% | 71.7% | 89.57% | 95.07% | 62.44% | 53.18% | 53.18% |  | 1 | TRUE | TRUE | 98.9364 | 137.9847 | 90 | 157 | 0.25 | 90 | 0.98426 | 0.932 | 0.93998 | 0.78827 | 0.86498 | 0.85327 | 0.85327 | 0.19493 | 90 | 0.88032 | 0.93206 | 0.92416 | 0.91606 | 0.96063 | 0.95382 | 0.95382 | 0.95602 | 90 | 0.8459 | 0.92957 | 0.9168 | 0.77342 | 0.90037 | 0.88099 | 0.88099 | 103.839 | 103.839 | 195.2689 | 90 | 157 | 0.25 | 90 | 0.96462 | 0.944 | 0.94715 | 0.8374 | 0.90624 | 0.89573 | 0.89573 | 0.19493 | 90 | 0.96143 | 0.95352 | 0.95472 | 0.96853 | 0.94752 | 0.95073 | 0.95073 | 0.95602 | 90 | 0.87777 | 0.94888 | 0.93802 | 0.766 | 0.59894 | 0.62444 | 0.62444
[15 empty] | 1 | Bedroom R fixed | 157 | 90 | South | 0.836 | 0.826 | 0.69054 | 0 | 12 | 0.1 | 0.69054 | 0.03 | 0.11 |  |  |  |  | 100% | 97.83% | 99.23% | 97.07% | 100% | 97.68% | 99.75% | 97.43% | 97.43% |  | 1 | TRUE | TRUE | 133.9438 | 137.9847 | 90 | 157 | 0 | 90 | 1 | 1 | 1 | 1 | 1 | 1 | 1 | 0.090209 | 90 | 0.94231 | 0.96779 | 0.9639 | 0.96001 | 0.98155 | 0.97826 | 0.97826 | 0.057361 | 90 | 0.98885 | 0.99493 | 0.994 | 0.98434 | 0.99372 | 0.99229 | 0.99229 | 190.2559 | 190.2559 | 195.2689 | 90 | 157 | 0 | 90 | 1 | 1 | 1 | 1 | 1 | 1 | 1 | 0.090209 | 90 | 0.98194 | 0.97814 | 0.97872 | 0.98526 | 0.97525 | 0.97678 | 0.97678 | 0.057361 | 90 | 0.99155 | 0.99647 | 0.99572 | 0.99864 | 0.99729 | 0.99749 | 0.99749
[15 empty] | 1 | Bedroom L opener | 157 | 90 | South | 0.836 | 0.826 | 0.69054 | 0 | 12 | 0.1 | 0.095 | 0.03 | 0.11 |  |  |  |  | 100% | 95.38% | 99.23% | 94.65% | 100% | 95.07% | 99.75% | 94.83% | 94.83% |  | 1 | TRUE | TRUE | 130.5979 | 137.9847 | 90 | 157 | 0 | 90 | 1 | 1 | 1 | 1 | 1 | 1 | 1 | 0.19493 | 90 | 0.88032 | 0.93206 | 0.92416 | 0.91606 | 0.96063 | 0.95382 | 0.95382 | 0.057361 | 90 | 0.98885 | 0.99493 | 0.994 | 0.98434 | 0.99372 | 0.99229 | 0.99229 | 185.182 | 185.182 | 195.2689 | 90 | 157 | 0 | 90 | 1 | 1 | 1 | 1 | 1 | 1 | 1 | 0.19493 | 90 | 0.96143 | 0.95352 | 0.95472 | 0.96853 | 0.94752 | 0.95073 | 0.95073 | 0.057361 | 90 | 0.99155 | 0.99647 | 0.99572 | 0.99864 | 0.99729 | 0.99749 | 0.99749
[15 empty] | 0 | Removed Bedroom bottom L opener | 157 | 90 | South | 0.887 | 0.89 |  | 0 | 12 | 0.1 | 0.095 | 0.03 | 0.11 | [14 empty] | 0 | TRUE | TRUE |  |  | 90 | 157 | 0 | 90 | 1 | 1 | 1 | 1 | 1 | 1 | 1 | 0.1857 | 90 | 0.88558 | 0.93514 | 0.92757 | 0.91983 | 0.96245 | 0.95594 | 0.95594 | 0.054054 | 90 | 0.98949 | 0.99522 | 0.99435 | 0.98523 | 0.99408 | 0.99273 | 0.99273 |  |  |  | 90 | 157 | 0 | 90 | 1 | 1 | 1 | 1 | 1 | 1 | 1 | 0.1857 | 90 | 0.96322 | 0.95565 | 0.95681 | 0.96999 | 0.94992 | 0.95298 | 0.95298 | 0.054054 | 90 | 0.99204 | 0.99667 | 0.99596 | 0.99879 | 0.99759 | 0.99777 | 0.99777
[43 empty] | 0 | FALSE | FALSE |  |  |  |  | 1 | #VALUE! | #VALUE! | #VALUE! | #VALUE! | #VALUE! | #VALUE! | #VALUE! | #N/A | #VALUE! | #VALUE! | #VALUE! | #VALUE! | #VALUE! | #VALUE! | #VALUE! | #VALUE! | #VALUE! | #VALUE! | #VALUE! | #VALUE! | #VALUE! | #VALUE! | #VALUE! | #VALUE! | #VALUE! | #VALUE! | [5 empty] | 1 | #VALUE! | #VALUE! | #VALUE! | #VALUE! | #VALUE! | #VALUE! | #VALUE! | #N/A | #VALUE! | #VALUE! | #VALUE! | #VALUE! | #VALUE! | #VALUE! | #VALUE! | #VALUE! | #N/A | #VALUE! | #VALUE! | #VALUE! | #VALUE! | #VALUE! | #VALUE! | #VALUE! | #VALUE! | #N/A
[15 empty] | 0 | Extension door | 67 | 90 | East | 0.71 | 1.81 |  | 0 | 0 | 3 | 0.115 | 3 | 0.5 | [14 empty] | 0 | TRUE | TRUE |  |  | 90 | 67 | 1 | 0 | 0.94575 | 0.85064 | 0.86516 | 0.52501 | 0.42758 | 0.44245 | 1 | 6.383 | 0 | 0.25559 | 0.17087 | 0.1838 | 0.409 | 0.21213 | 0.24219 | 0.24219 | 2.1352 | 0 | 0.3881 | 0.72563 | 0.67409 | 0.57429 | 0.57526 | 0.57511 | 0.57511 |  |  |  | 90 | 67 | 1 | 0 | 0.95961 | 0.87536 | 0.88822 | 0.55455 | 0.52236 | 0.52728 | 1 | 6.383 | 0 | 0.31646 | 0.32053 | 0.31991 | 0.52237 | 0.45289 | 0.4635 | 0.4635 | 2.1352 | 0 | 0.66666 | 0.77073 | 0.75484 | 0.61154 | 0.50308 | 0.51964 | 0.51964
[43 empty] | 0 | FALSE | FALSE |  |  |  |  | 1 | #VALUE! | #VALUE! | #VALUE! | #VALUE! | #VALUE! | #VALUE! | #VALUE! | #N/A | #VALUE! | #VALUE! | #VALUE! | #VALUE! | #VALUE! | #VALUE! | #VALUE! | #VALUE! | #VALUE! | #VALUE! | #VALUE! | #VALUE! | #VALUE! | #VALUE! | #VALUE! | #VALUE! | #VALUE! | #VALUE! | [5 empty] | 1 | #VALUE! | #VALUE! | #VALUE! | #VALUE! | #VALUE! | #VALUE! | #VALUE! | #N/A | #VALUE! | #VALUE! | #VALUE! | #VALUE! | #VALUE! | #VALUE! | #VALUE! | #VALUE! | #N/A | #VALUE! | #VALUE! | #VALUE! | #VALUE! | #VALUE! | #VALUE! | #VALUE! | #VALUE! | #N/A
[43 empty] | 0 | FALSE | FALSE |  |  |  |  | 1 | #VALUE! | #VALUE! | #VALUE! | #VALUE! | #VALUE! | #VALUE! | #VALUE! | #N/A | #VALUE! | #VALUE! | #VALUE! | #VALUE! | #VALUE! | #VALUE! | #VALUE! | #VALUE! | #VALUE! | #VALUE! | #VALUE! | #VALUE! | #VALUE! | #VALUE! | #VALUE! | #VALUE! | #VALUE! | #VALUE! | [5 empty] | 1 | #VALUE! | #VALUE! | #VALUE! | #VALUE! | #VALUE! | #VALUE! | #VALUE! | #N/A | #VALUE! | #VALUE! | #VALUE! | #VALUE! | #VALUE! | #VALUE! | #VALUE! | #VALUE! | #N/A | #VALUE! | #VALUE! | #VALUE! | #VALUE! | #VALUE! | #VALUE! | #VALUE! | #VALUE! | #N/A
[43 empty] | 0 | FALSE | FALSE |  |  |  |  | 1 | #VALUE! | #VALUE! | #VALUE! | #VALUE! | #VALUE! | #VALUE! | #VALUE! | #N/A | #VALUE! | #VALUE! | #VALUE! | #VALUE! | #VALUE! | #VALUE! | #VALUE! | #VALUE! | #VALUE! | #VALUE! | #VALUE! | #VALUE! | #VALUE! | #VALUE! | #VALUE! | #VALUE! | #VALUE! | #VALUE! | [5 empty] | 1 | #VALUE! | #VALUE! | #VALUE! | #VALUE! | #VALUE! | #VALUE! | #VALUE! | #N/A | #VALUE! | #VALUE! | #VALUE! | #VALUE! | #VALUE! | #VALUE! | #VALUE! | #VALUE! | #N/A | #VALUE! | #VALUE! | #VALUE! | #VALUE! | #VALUE! | #VALUE! | #VALUE! | #VALUE! | #N/A
[43 empty] | 0 | FALSE | FALSE |  |  |  |  | 1 | #VALUE! | #VALUE! | #VALUE! | #VALUE! | #VALUE! | #VALUE! | #VALUE! | #N/A | #VALUE! | #VALUE! | #VALUE! | #VALUE! | #VALUE! | #VALUE! | #VALUE! | #VALUE! | #VALUE! | #VALUE! | #VALUE! | #VALUE! | #VALUE! | #VALUE! | #VALUE! | #VALUE! | #VALUE! | #VALUE! | [5 empty] | 1 | #VALUE! | #VALUE! | #VALUE! | #VALUE! | #VALUE! | #VALUE! | #VALUE! | #N/A | #VALUE! | #VALUE! | #VALUE! | #VALUE! | #VALUE! | #VALUE! | #VALUE! | #VALUE! | #N/A | #VALUE! | #VALUE! | #VALUE! | #VALUE! | #VALUE! | #VALUE! | #VALUE! | #VALUE! | #N/A
[43 empty] | 0 | FALSE | FALSE |  |  |  |  | 1 | #VALUE! | #VALUE! | #VALUE! | #VALUE! | #VALUE! | #VALUE! | #VALUE! | #N/A | #VALUE! | #VALUE! | #VALUE! | #VALUE! | #VALUE! | #VALUE! | #VALUE! | #VALUE! | #VALUE! | #VALUE! | #VALUE! | #VALUE! | #VALUE! | #VALUE! | #VALUE! | #VALUE! | #VALUE! | #VALUE! | [5 empty] | 1 | #VALUE! | #VALUE! | #VALUE! | #VALUE! | #VALUE! | #VALUE! | #VALUE! | #N/A | #VALUE! | #VALUE! | #VALUE! | #VALUE! | #VALUE! | #VALUE! | #VALUE! | #VALUE! | #N/A | #VALUE! | #VALUE! | #VALUE! | #VALUE! | #VALUE! | #VALUE! | #VALUE! | #VALUE! | #N/A
[43 empty] | 0 | FALSE | FALSE |  |  |  |  | 1 | #VALUE! | #VALUE! | #VALUE! | #VALUE! | #VALUE! | #VALUE! | #VALUE! | #N/A | #VALUE! | #VALUE! | #VALUE! | #VALUE! | #VALUE! | #VALUE! | #VALUE! | #VALUE! | #VALUE! | #VALUE! | #VALUE! | #VALUE! | #VALUE! | #VALUE! | #VALUE! | #VALUE! | #VALUE! | #VALUE! | [5 empty] | 1 | #VALUE! | #VALUE! | #VALUE! | #VALUE! | #VALUE! | #VALUE! | #VALUE! | #N/A | #VALUE! | #VALUE! | #VALUE! | #VALUE! | #VALUE! | #VALUE! | #VALUE! | #VALUE! | #N/A | #VALUE! | #VALUE! | #VALUE! | #VALUE! | #VALUE! | #VALUE! | #VALUE! | #VALUE! | #N/A
[43 empty] | 0 | FALSE | FALSE |  |  |  |  | 1 | #VALUE! | #VALUE! | #VALUE! | #VALUE! | #VALUE! | #VALUE! | #VALUE! | #N/A | #VALUE! | #VALUE! | #VALUE! | #VALUE! | #VALUE! | #VALUE! | #VALUE! | #VALUE! | #VALUE! | #VALUE! | #VALUE! | #VALUE! | #VALUE! | #VALUE! | #VALUE! | #VALUE! | #VALUE! | #VALUE! | [5 empty] | 1 | #VALUE! | #VALUE! | #VALUE! | #VALUE! | #VALUE! | #VALUE! | #VALUE! | #N/A | #VALUE! | #VALUE! | #VALUE! | #VALUE! | #VALUE! | #VALUE! | #VALUE! | #VALUE! | #N/A | #VALUE! | #VALUE! | #VALUE! | #VALUE! | #VALUE! | #VALUE! | #VALUE! | #VALUE! | #N/A
[43 empty] | 0 | FALSE | FALSE |  |  |  |  | 1 | #VALUE! | #VALUE! | #VALUE! | #VALUE! | #VALUE! | #VALUE! | #VALUE! | #N/A | #VALUE! | #VALUE! | #VALUE! | #VALUE! | #VALUE! | #VALUE! | #VALUE! | #VALUE! | #VALUE! | #VALUE! | #VALUE! | #VALUE! | #VALUE! | #VALUE! | #VALUE! | #VALUE! | #VALUE! | #VALUE! | [5 empty] | 1 | #VALUE! | #VALUE! | #VALUE! | #VALUE! | #VALUE! | #VALUE! | #VALUE! | #N/A | #VALUE! | #VALUE! | #VALUE! | #VALUE! | #VALUE! | #VALUE! | #VALUE! | #VALUE! | #N/A | #VALUE! | #VALUE! | #VALUE! | #VALUE! | #VALUE! | #VALUE! | #VALUE! | #VALUE! | #N/A
[43 empty] | 0 | FALSE | FALSE |  |  |  |  | 1 | #VALUE! | #VALUE! | #VALUE! | #VALUE! | #VALUE! | #VALUE! | #VALUE! | #N/A | #VALUE! | #VALUE! | #VALUE! | #VALUE! | #VALUE! | #VALUE! | #VALUE! | #VALUE! | #VALUE! | #VALUE! | #VALUE! | #VALUE! | #VALUE! | #VALUE! | #VALUE! | #VALUE! | #VALUE! | #VALUE! | [5 empty] | 1 | #VALUE! | #VALUE! | #VALUE! | #VALUE! | #VALUE! | #VALUE! | #VALUE! | #N/A | #VALUE! | #VALUE! | #VALUE! | #VALUE! | #VALUE! | #VALUE! | #VALUE! | #VALUE! | #N/A | #VALUE! | #VALUE! | #VALUE! | #VALUE! | #VALUE! | #VALUE! | #VALUE! | #VALUE! | #N/A
[43 empty] | 0 | FALSE | FALSE |  |  |  |  | 1 | #VALUE! | #VALUE! | #VALUE! | #VALUE! | #VALUE! | #VALUE! | #VALUE! | #N/A | #VALUE! | #VALUE! | #VALUE! | #VALUE! | #VALUE! | #VALUE! | #VALUE! | #VALUE! | #VALUE! | #VALUE! | #VALUE! | #VALUE! | #VALUE! | #VALUE! | #VALUE! | #VALUE! | #VALUE! | #VALUE! | [5 empty] | 1 | #VALUE! | #VALUE! | #VALUE! | #VALUE! | #VALUE! | #VALUE! | #VALUE! | #N/A | #VALUE! | #VALUE! | #VALUE! | #VALUE! | #VALUE! | #VALUE! | #VALUE! | #VALUE! | #N/A | #VALUE! | #VALUE! | #VALUE! | #VALUE! | #VALUE! | #VALUE! | #VALUE! | #VALUE! | #N/A
[43 empty] | 0 | FALSE | FALSE |  |  |  |  | 1 | #VALUE! | #VALUE! | #VALUE! | #VALUE! | #VALUE! | #VALUE! | #VALUE! | #N/A | #VALUE! | #VALUE! | #VALUE! | #VALUE! | #VALUE! | #VALUE! | #VALUE! | #VALUE! | #VALUE! | #VALUE! | #VALUE! | #VALUE! | #VALUE! | #VALUE! | #VALUE! | #VALUE! | #VALUE! | #VALUE! | [5 empty] | 1 | #VALUE! | #VALUE! | #VALUE! | #VALUE! | #VALUE! | #VALUE! | #VALUE! | #N/A | #VALUE! | #VALUE! | #VALUE! | #VALUE! | #VALUE! | #VALUE! | #VALUE! | #VALUE! | #N/A | #VALUE! | #VALUE! | #VALUE! | #VALUE! | #VALUE! | #VALUE! | #VALUE! | #VALUE! | #N/A
[43 empty] | 0 | FALSE | FALSE |  |  |  |  | 1 | #VALUE! | #VALUE! | #VALUE! | #VALUE! | #VALUE! | #VALUE! | #VALUE! | #N/A | #VALUE! | #VALUE! | #VALUE! | #VALUE! | #VALUE! | #VALUE! | #VALUE! | #VALUE! | #VALUE! | #VALUE! | #VALUE! | #VALUE! | #VALUE! | #VALUE! | #VALUE! | #VALUE! | #VALUE! | #VALUE! | [5 empty] | 1 | #VALUE! | #VALUE! | #VALUE! | #VALUE! | #VALUE! | #VALUE! | #VALUE! | #N/A | #VALUE! | #VALUE! | #VALUE! | #VALUE! | #VALUE! | #VALUE! | #VALUE! | #VALUE! | #N/A | #VALUE! | #VALUE! | #VALUE! | #VALUE! | #VALUE! | #VALUE! | #VALUE! | #VALUE! | #N/A
[43 empty] | 0 | FALSE | FALSE |  |  |  |  | 1 | #VALUE! | #VALUE! | #VALUE! | #VALUE! | #VALUE! | #VALUE! | #VALUE! | #N/A | #VALUE! | #VALUE! | #VALUE! | #VALUE! | #VALUE! | #VALUE! | #VALUE! | #VALUE! | #VALUE! | #VALUE! | #VALUE! | #VALUE! | #VALUE! | #VALUE! | #VALUE! | #VALUE! | #VALUE! | #VALUE! | [5 empty] | 1 | #VALUE! | #VALUE! | #VALUE! | #VALUE! | #VALUE! | #VALUE! | #VALUE! | #N/A | #VALUE! | #VALUE! | #VALUE! | #VALUE! | #VALUE! | #VALUE! | #VALUE! | #VALUE! | #N/A | #VALUE! | #VALUE! | #VALUE! | #VALUE! | #VALUE! | #VALUE! | #VALUE! | #VALUE! | #N/A
[43 empty] | 0 | FALSE | FALSE |  |  |  |  | 1 | #VALUE! | #VALUE! | #VALUE! | #VALUE! | #VALUE! | #VALUE! | #VALUE! | #N/A | #VALUE! | #VALUE! | #VALUE! | #VALUE! | #VALUE! | #VALUE! | #VALUE! | #VALUE! | #VALUE! | #VALUE! | #VALUE! | #VALUE! | #VALUE! | #VALUE! | #VALUE! | #VALUE! | #VALUE! | #VALUE! | [5 empty] | 1 | #VALUE! | #VALUE! | #VALUE! | #VALUE! | #VALUE! | #VALUE! | #VALUE! | #N/A | #VALUE! | #VALUE! | #VALUE! | #VALUE! | #VALUE! | #VALUE! | #VALUE! | #VALUE! | #N/A | #VALUE! | #VALUE! | #VALUE! | #VALUE! | #VALUE! | #VALUE! | #VALUE! | #VALUE! | #N/A
[43 empty] | 0 | FALSE | FALSE |  |  |  |  | 1 | #VALUE! | #VALUE! | #VALUE! | #VALUE! | #VALUE! | #VALUE! | #VALUE! | #N/A | #VALUE! | #VALUE! | #VALUE! | #VALUE! | #VALUE! | #VALUE! | #VALUE! | #VALUE! | #VALUE! | #VALUE! | #VALUE! | #VALUE! | #VALUE! | #VALUE! | #VALUE! | #VALUE! | #VALUE! | #VALUE! | [5 empty] | 1 | #VALUE! | #VALUE! | #VALUE! | #VALUE! | #VALUE! | #VALUE! | #VALUE! | #N/A | #VALUE! | #VALUE! | #VALUE! | #VALUE! | #VALUE! | #VALUE! | #VALUE! | #VALUE! | #N/A | #VALUE! | #VALUE! | #VALUE! | #VALUE! | #VALUE! | #VALUE! | #VALUE! | #VALUE! | #N/A
[43 empty] | 0 | FALSE | FALSE |  |  |  |  | 1 | #VALUE! | #VALUE! | #VALUE! | #VALUE! | #VALUE! | #VALUE! | #VALUE! | #N/A | #VALUE! | #VALUE! | #VALUE! | #VALUE! | #VALUE! | #VALUE! | #VALUE! | #VALUE! | #VALUE! | #VALUE! | #VALUE! | #VALUE! | #VALUE! | #VALUE! | #VALUE! | #VALUE! | #VALUE! | #VALUE! | [5 empty] | 1 | #VALUE! | #VALUE! | #VALUE! | #VALUE! | #VALUE! | #VALUE! | #VALUE! | #N/A | #VALUE! | #VALUE! | #VALUE! | #VALUE! | #VALUE! | #VALUE! | #VALUE! | #VALUE! | #N/A | #VALUE! | #VALUE! | #VALUE! | #VALUE! | #VALUE! | #VALUE! | #VALUE! | #VALUE! | #N/A
[43 empty] | 0 | FALSE | FALSE |  |  |  |  | 1 | #VALUE! | #VALUE! | #VALUE! | #VALUE! | #VALUE! | #VALUE! | #VALUE! | #N/A | #VALUE! | #VALUE! | #VALUE! | #VALUE! | #VALUE! | #VALUE! | #VALUE! | #VALUE! | #VALUE! | #VALUE! | #VALUE! | #VALUE! | #VALUE! | #VALUE! | #VALUE! | #VALUE! | #VALUE! | #VALUE! | [5 empty] | 1 | #VALUE! | #VALUE! | #VALUE! | #VALUE! | #VALUE! | #VALUE! | #VALUE! | #N/A | #VALUE! | #VALUE! | #VALUE! | #VALUE! | #VALUE! | #VALUE! | #VALUE! | #VALUE! | #N/A | #VALUE! | #VALUE! | #VALUE! | #VALUE! | #VALUE! | #VALUE! | #VALUE! | #VALUE! | #N/A
[43 empty] | 0 | FALSE | FALSE |  |  |  |  | 1 | #VALUE! | #VALUE! | #VALUE! | #VALUE! | #VALUE! | #VALUE! | #VALUE! | #N/A | #VALUE! | #VALUE! | #VALUE! | #VALUE! | #VALUE! | #VALUE! | #VALUE! | #VALUE! | #VALUE! | #VALUE! | #VALUE! | #VALUE! | #VALUE! | #VALUE! | #VALUE! | #VALUE! | #VALUE! | #VALUE! | [5 empty] | 1 | #VALUE! | #VALUE! | #VALUE! | #VALUE! | #VALUE! | #VALUE! | #VALUE! | #N/A | #VALUE! | #VALUE! | #VALUE! | #VALUE! | #VALUE! | #VALUE! | #VALUE! | #VALUE! | #N/A | #VALUE! | #VALUE! | #VALUE! | #VALUE! | #VALUE! | #VALUE! | #VALUE! | #VALUE! | #N/A
[43 empty] | 0 | FALSE | FALSE |  |  |  |  | 1 | #VALUE! | #VALUE! | #VALUE! | #VALUE! | #VALUE! | #VALUE! | #VALUE! | #N/A | #VALUE! | #VALUE! | #VALUE! | #VALUE! | #VALUE! | #VALUE! | #VALUE! | #VALUE! | #VALUE! | #VALUE! | #VALUE! | #VALUE! | #VALUE! | #VALUE! | #VALUE! | #VALUE! | #VALUE! | #VALUE! | [5 empty] | 1 | #VALUE! | #VALUE! | #VALUE! | #VALUE! | #VALUE! | #VALUE! | #VALUE! | #N/A | #VALUE! | #VALUE! | #VALUE! | #VALUE! | #VALUE! | #VALUE! | #VALUE! | #VALUE! | #N/A | #VALUE! | #VALUE! | #VALUE! | #VALUE! | #VALUE! | #VALUE! | #VALUE! | #VALUE! | #N/A
[43 empty] | 0 | FALSE | FALSE |  |  |  |  | 1 | #VALUE! | #VALUE! | #VALUE! | #VALUE! | #VALUE! | #VALUE! | #VALUE! | #N/A | #VALUE! | #VALUE! | #VALUE! | #VALUE! | #VALUE! | #VALUE! | #VALUE! | #VALUE! | #VALUE! | #VALUE! | #VALUE! | #VALUE! | #VALUE! | #VALUE! | #VALUE! | #VALUE! | #VALUE! | #VALUE! | [5 empty] | 1 | #VALUE! | #VALUE! | #VALUE! | #VALUE! | #VALUE! | #VALUE! | #VALUE! | #N/A | #VALUE! | #VALUE! | #VALUE! | #VALUE! | #VALUE! | #VALUE! | #VALUE! | #VALUE! | #N/A | #VALUE! | #VALUE! | #VALUE! | #VALUE! | #VALUE! | #VALUE! | #VALUE! | #VALUE! | #N/A
[43 empty] | 0 | FALSE | FALSE |  |  |  |  | 1 | #VALUE! | #VALUE! | #VALUE! | #VALUE! | #VALUE! | #VALUE! | #VALUE! | #N/A | #VALUE! | #VALUE! | #VALUE! | #VALUE! | #VALUE! | #VALUE! | #VALUE! | #VALUE! | #VALUE! | #VALUE! | #VALUE! | #VALUE! | #VALUE! | #VALUE! | #VALUE! | #VALUE! | #VALUE! | #VALUE! | [5 empty] | 1 | #VALUE! | #VALUE! | #VALUE! | #VALUE! | #VALUE! | #VALUE! | #VALUE! | #N/A | #VALUE! | #VALUE! | #VALUE! | #VALUE! | #VALUE! | #VALUE! | #VALUE! | #VALUE! | #N/A | #VALUE! | #VALUE! | #VALUE! | #VALUE! | #VALUE! | #VALUE! | #VALUE! | #VALUE! | #N/A
[43 empty] | 0 | FALSE | FALSE |  |  |  |  | 1 | #VALUE! | #VALUE! | #VALUE! | #VALUE! | #VALUE! | #VALUE! | #VALUE! | #N/A | #VALUE! | #VALUE! | #VALUE! | #VALUE! | #VALUE! | #VALUE! | #VALUE! | #VALUE! | #VALUE! | #VALUE! | #VALUE! | #VALUE! | #VALUE! | #VALUE! | #VALUE! | #VALUE! | #VALUE! | #VALUE! | [5 empty] | 1 | #VALUE! | #VALUE! | #VALUE! | #VALUE! | #VALUE! | #VALUE! | #VALUE! | #N/A | #VALUE! | #VALUE! | #VALUE! | #VALUE! | #VALUE! | #VALUE! | #VALUE! | #VALUE! | #N/A | #VALUE! | #VALUE! | #VALUE! | #VALUE! | #VALUE! | #VALUE! | #VALUE! | #VALUE! | #N/A
[43 empty] | 0 | FALSE | FALSE |  |  |  |  | 1 | #VALUE! | #VALUE! | #VALUE! | #VALUE! | #VALUE! | #VALUE! | #VALUE! | #N/A | #VALUE! | #VALUE! | #VALUE! | #VALUE! | #VALUE! | #VALUE! | #VALUE! | #VALUE! | #VALUE! | #VALUE! | #VALUE! | #VALUE! | #VALUE! | #VALUE! | #VALUE! | #VALUE! | #VALUE! | #VALUE! | [5 empty] | 1 | #VALUE! | #VALUE! | #VALUE! | #VALUE! | #VALUE! | #VALUE! | #VALUE! | #N/A | #VALUE! | #VALUE! | #VALUE! | #VALUE! | #VALUE! | #VALUE! | #VALUE! | #VALUE! | #N/A | #VALUE! | #VALUE! | #VALUE! | #VALUE! | #VALUE! | #VALUE! | #VALUE! | #VALUE! | #N/A
[43 empty] | 0 | FALSE | FALSE |  |  |  |  | 1 | #VALUE! | #VALUE! | #VALUE! | #VALUE! | #VALUE! | #VALUE! | #VALUE! | #N/A | #VALUE! | #VALUE! | #VALUE! | #VALUE! | #VALUE! | #VALUE! | #VALUE! | #VALUE! | #VALUE! | #VALUE! | #VALUE! | #VALUE! | #VALUE! | #VALUE! | #VALUE! | #VALUE! | #VALUE! | #VALUE! | [5 empty] | 1 | #VALUE! | #VALUE! | #VALUE! | #VALUE! | #VALUE! | #VALUE! | #VALUE! | #N/A | #VALUE! | #VALUE! | #VALUE! | #VALUE! | #VALUE! | #VALUE! | #VALUE! | #VALUE! | #N/A | #VALUE! | #VALUE! | #VALUE! | #VALUE! | #VALUE! | #VALUE! | #VALUE! | #VALUE! | #N/A
[43 empty] | 0 | FALSE | FALSE |  |  |  |  | 1 | #VALUE! | #VALUE! | #VALUE! | #VALUE! | #VALUE! | #VALUE! | #VALUE! | #N/A | #VALUE! | #VALUE! | #VALUE! | #VALUE! | #VALUE! | #VALUE! | #VALUE! | #VALUE! | #VALUE! | #VALUE! | #VALUE! | #VALUE! | #VALUE! | #VALUE! | #VALUE! | #VALUE! | #VALUE! | #VALUE! | [5 empty] | 1 | #VALUE! | #VALUE! | #VALUE! | #VALUE! | #VALUE! | #VALUE! | #VALUE! | #N/A | #VALUE! | #VALUE! | #VALUE! | #VALUE! | #VALUE! | #VALUE! | #VALUE! | #VALUE! | #N/A | #VALUE! | #VALUE! | #VALUE! | #VALUE! | #VALUE! | #VALUE! | #VALUE! | #VALUE! | #N/A
[43 empty] | 0 | FALSE | FALSE |  |  |  |  | 1 | #VALUE! | #VALUE! | #VALUE! | #VALUE! | #VALUE! | #VALUE! | #VALUE! | #N/A | #VALUE! | #VALUE! | #VALUE! | #VALUE! | #VALUE! | #VALUE! | #VALUE! | #VALUE! | #VALUE! | #VALUE! | #VALUE! | #VALUE! | #VALUE! | #VALUE! | #VALUE! | #VALUE! | #VALUE! | #VALUE! | [5 empty] | 1 | #VALUE! | #VALUE! | #VALUE! | #VALUE! | #VALUE! | #VALUE! | #VALUE! | #N/A | #VALUE! | #VALUE! | #VALUE! | #VALUE! | #VALUE! | #VALUE! | #VALUE! | #VALUE! | #N/A | #VALUE! | #VALUE! | #VALUE! | #VALUE! | #VALUE! | #VALUE! | #VALUE! | #VALUE! | #N/A
[43 empty] | 0 | FALSE | FALSE |  |  |  |  | 1 | #VALUE! | #VALUE! | #VALUE! | #VALUE! | #VALUE! | #VALUE! | #VALUE! | #N/A | #VALUE! | #VALUE! | #VALUE! | #VALUE! | #VALUE! | #VALUE! | #VALUE! | #VALUE! | #VALUE! | #VALUE! | #VALUE! | #VALUE! | #VALUE! | #VALUE! | #VALUE! | #VALUE! | #VALUE! | #VALUE! | [5 empty] | 1 | #VALUE! | #VALUE! | #VALUE! | #VALUE! | #VALUE! | #VALUE! | #VALUE! | #N/A | #VALUE! | #VALUE! | #VALUE! | #VALUE! | #VALUE! | #VALUE! | #VALUE! | #VALUE! | #N/A | #VALUE! | #VALUE! | #VALUE! | #VALUE! | #VALUE! | #VALUE! | #VALUE! | #VALUE! | #N/A
[43 empty] | 0 | FALSE | FALSE |  |  |  |  | 1 | #VALUE! | #VALUE! | #VALUE! | #VALUE! | #VALUE! | #VALUE! | #VALUE! | #N/A | #VALUE! | #VALUE! | #VALUE! | #VALUE! | #VALUE! | #VALUE! | #VALUE! | #VALUE! | #VALUE! | #VALUE! | #VALUE! | #VALUE! | #VALUE! | #VALUE! | #VALUE! | #VALUE! | #VALUE! | #VALUE! | [5 empty] | 1 | #VALUE! | #VALUE! | #VALUE! | #VALUE! | #VALUE! | #VALUE! | #VALUE! | #N/A | #VALUE! | #VALUE! | #VALUE! | #VALUE! | #VALUE! | #VALUE! | #VALUE! | #VALUE! | #N/A | #VALUE! | #VALUE! | #VALUE! | #VALUE! | #VALUE! | #VALUE! | #VALUE! | #VALUE! | #N/A
[43 empty] | 0 | FALSE | FALSE |  |  |  |  | 1 | #VALUE! | #VALUE! | #VALUE! | #VALUE! | #VALUE! | #VALUE! | #VALUE! | #N/A | #VALUE! | #VALUE! | #VALUE! | #VALUE! | #VALUE! | #VALUE! | #VALUE! | #VALUE! | #VALUE! | #VALUE! | #VALUE! | #VALUE! | #VALUE! | #VALUE! | #VALUE! | #VALUE! | #VALUE! | #VALUE! | [5 empty] | 1 | #VALUE! | #VALUE! | #VALUE! | #VALUE! | #VALUE! | #VALUE! | #VALUE! | #N/A | #VALUE! | #VALUE! | #VALUE! | #VALUE! | #VALUE! | #VALUE! | #VALUE! | #VALUE! | #N/A | #VALUE! | #VALUE! | #VALUE! | #VALUE! | #VALUE! | #VALUE! | #VALUE! | #VALUE! | #N/A
[43 empty] | 0 | FALSE | FALSE |  |  |  |  | 1 | #VALUE! | #VALUE! | #VALUE! | #VALUE! | #VALUE! | #VALUE! | #VALUE! | #N/A | #VALUE! | #VALUE! | #VALUE! | #VALUE! | #VALUE! | #VALUE! | #VALUE! | #VALUE! | #VALUE! | #VALUE! | #VALUE! | #VALUE! | #VALUE! | #VALUE! | #VALUE! | #VALUE! | #VALUE! | #VALUE! | [5 empty] | 1 | #VALUE! | #VALUE! | #VALUE! | #VALUE! | #VALUE! | #VALUE! | #VALUE! | #N/A | #VALUE! | #VALUE! | #VALUE! | #VALUE! | #VALUE! | #VALUE! | #VALUE! | #VALUE! | #N/A | #VALUE! | #VALUE! | #VALUE! | #VALUE! | #VALUE! | #VALUE! | #VALUE! | #VALUE! | #N/A
[43 empty] | 0 | FALSE | FALSE |  |  |  |  | 1 | #VALUE! | #VALUE! | #VALUE! | #VALUE! | #VALUE! | #VALUE! | #VALUE! | #N/A | #VALUE! | #VALUE! | #VALUE! | #VALUE! | #VALUE! | #VALUE! | #VALUE! | #VALUE! | #VALUE! | #VALUE! | #VALUE! | #VALUE! | #VALUE! | #VALUE! | #VALUE! | #VALUE! | #VALUE! | #VALUE! | [5 empty] | 1 | #VALUE! | #VALUE! | #VALUE! | #VALUE! | #VALUE! | #VALUE! | #VALUE! | #N/A | #VALUE! | #VALUE! | #VALUE! | #VALUE! | #VALUE! | #VALUE! | #VALUE! | #VALUE! | #N/A | #VALUE! | #VALUE! | #VALUE! | #VALUE! | #VALUE! | #VALUE! | #VALUE! | #VALUE! | #N/A
[43 empty] | 0 | FALSE | FALSE |  |  |  |  | 1 | #VALUE! | #VALUE! | #VALUE! | #VALUE! | #VALUE! | #VALUE! | #VALUE! | #N/A | #VALUE! | #VALUE! | #VALUE! | #VALUE! | #VALUE! | #VALUE! | #VALUE! | #VALUE! | #VALUE! | #VALUE! | #VALUE! | #VALUE! | #VALUE! | #VALUE! | #VALUE! | #VALUE! | #VALUE! | #VALUE! | [5 empty] | 1 | #VALUE! | #VALUE! | #VALUE! | #VALUE! | #VALUE! | #VALUE! | #VALUE! | #N/A | #VALUE! | #VALUE! | #VALUE! | #VALUE! | #VALUE! | #VALUE! | #VALUE! | #VALUE! | #N/A | #VALUE! | #VALUE! | #VALUE! | #VALUE! | #VALUE! | #VALUE! | #VALUE! | #VALUE! | #N/A
[43 empty] | 0 | FALSE | FALSE |  |  |  |  | 1 | #VALUE! | #VALUE! | #VALUE! | #VALUE! | #VALUE! | #VALUE! | #VALUE! | #N/A | #VALUE! | #VALUE! | #VALUE! | #VALUE! | #VALUE! | #VALUE! | #VALUE! | #VALUE! | #VALUE! | #VALUE! | #VALUE! | #VALUE! | #VALUE! | #VALUE! | #VALUE! | #VALUE! | #VALUE! | #VALUE! | [5 empty] | 1 | #VALUE! | #VALUE! | #VALUE! | #VALUE! | #VALUE! | #VALUE! | #VALUE! | #N/A | #VALUE! | #VALUE! | #VALUE! | #VALUE! | #VALUE! | #VALUE! | #VALUE! | #VALUE! | #N/A | #VALUE! | #VALUE! | #VALUE! | #VALUE! | #VALUE! | #VALUE! | #VALUE! | #VALUE! | #N/A
[43 empty] | 0 | FALSE | FALSE |  |  |  |  | 1 | #VALUE! | #VALUE! | #VALUE! | #VALUE! | #VALUE! | #VALUE! | #VALUE! | #N/A | #VALUE! | #VALUE! | #VALUE! | #VALUE! | #VALUE! | #VALUE! | #VALUE! | #VALUE! | #VALUE! | #VALUE! | #VALUE! | #VALUE! | #VALUE! | #VALUE! | #VALUE! | #VALUE! | #VALUE! | #VALUE! | [5 empty] | 1 | #VALUE! | #VALUE! | #VALUE! | #VALUE! | #VALUE! | #VALUE! | #VALUE! | #N/A | #VALUE! | #VALUE! | #VALUE! | #VALUE! | #VALUE! | #VALUE! | #VALUE! | #VALUE! | #N/A | #VALUE! | #VALUE! | #VALUE! | #VALUE! | #VALUE! | #VALUE! | #VALUE! | #VALUE! | #N/A
[43 empty] | 0 | FALSE | FALSE |  |  |  |  | 1 | #VALUE! | #VALUE! | #VALUE! | #VALUE! | #VALUE! | #VALUE! | #VALUE! | #N/A | #VALUE! | #VALUE! | #VALUE! | #VALUE! | #VALUE! | #VALUE! | #VALUE! | #VALUE! | #VALUE! | #VALUE! | #VALUE! | #VALUE! | #VALUE! | #VALUE! | #VALUE! | #VALUE! | #VALUE! | #VALUE! | [5 empty] | 1 | #VALUE! | #VALUE! | #VALUE! | #VALUE! | #VALUE! | #VALUE! | #VALUE! | #N/A | #VALUE! | #VALUE! | #VALUE! | #VALUE! | #VALUE! | #VALUE! | #VALUE! | #VALUE! | #N/A | #VALUE! | #VALUE! | #VALUE! | #VALUE! | #VALUE! | #VALUE! | #VALUE! | #VALUE! | #N/A
[43 empty] | 0 | FALSE | FALSE |  |  |  |  | 1 | #VALUE! | #VALUE! | #VALUE! | #VALUE! | #VALUE! | #VALUE! | #VALUE! | #N/A | #VALUE! | #VALUE! | #VALUE! | #VALUE! | #VALUE! | #VALUE! | #VALUE! | #VALUE! | #VALUE! | #VALUE! | #VALUE! | #VALUE! | #VALUE! | #VALUE! | #VALUE! | #VALUE! | #VALUE! | #VALUE! | [5 empty] | 1 | #VALUE! | #VALUE! | #VALUE! | #VALUE! | #VALUE! | #VALUE! | #VALUE! | #N/A | #VALUE! | #VALUE! | #VALUE! | #VALUE! | #VALUE! | #VALUE! | #VALUE! | #VALUE! | #N/A | #VALUE! | #VALUE! | #VALUE! | #VALUE! | #VALUE! | #VALUE! | #VALUE! | #VALUE! | #N/A
[43 empty] | 0 | FALSE | FALSE |  |  |  |  | 1 | #VALUE! | #VALUE! | #VALUE! | #VALUE! | #VALUE! | #VALUE! | #VALUE! | #N/A | #VALUE! | #VALUE! | #VALUE! | #VALUE! | #VALUE! | #VALUE! | #VALUE! | #VALUE! | #VALUE! | #VALUE! | #VALUE! | #VALUE! | #VALUE! | #VALUE! | #VALUE! | #VALUE! | #VALUE! | #VALUE! | [5 empty] | 1 | #VALUE! | #VALUE! | #VALUE! | #VALUE! | #VALUE! | #VALUE! | #VALUE! | #N/A | #VALUE! | #VALUE! | #VALUE! | #VALUE! | #VALUE! | #VALUE! | #VALUE! | #VALUE! | #N/A | #VALUE! | #VALUE! | #VALUE! | #VALUE! | #VALUE! | #VALUE! | #VALUE! | #VALUE! | #N/A
[43 empty] | 0 | FALSE | FALSE |  |  |  |  | 1 | #VALUE! | #VALUE! | #VALUE! | #VALUE! | #VALUE! | #VALUE! | #VALUE! | #N/A | #VALUE! | #VALUE! | #VALUE! | #VALUE! | #VALUE! | #VALUE! | #VALUE! | #VALUE! | #VALUE! | #VALUE! | #VALUE! | #VALUE! | #VALUE! | #VALUE! | #VALUE! | #VALUE! | #VALUE! | #VALUE! | [5 empty] | 1 | #VALUE! | #VALUE! | #VALUE! | #VALUE! | #VALUE! | #VALUE! | #VALUE! | #N/A | #VALUE! | #VALUE! | #VALUE! | #VALUE! | #VALUE! | #VALUE! | #VALUE! | #VALUE! | #N/A | #VALUE! | #VALUE! | #VALUE! | #VALUE! | #VALUE! | #VALUE! | #VALUE! | #VALUE! | #N/A
[43 empty] | 0 | FALSE | FALSE |  |  |  |  | 1 | #VALUE! | #VALUE! | #VALUE! | #VALUE! | #VALUE! | #VALUE! | #VALUE! | #N/A | #VALUE! | #VALUE! | #VALUE! | #VALUE! | #VALUE! | #VALUE! | #VALUE! | #VALUE! | #VALUE! | #VALUE! | #VALUE! | #VALUE! | #VALUE! | #VALUE! | #VALUE! | #VALUE! | #VALUE! | #VALUE! | [5 empty] | 1 | #VALUE! | #VALUE! | #VALUE! | #VALUE! | #VALUE! | #VALUE! | #VALUE! | #N/A | #VALUE! | #VALUE! | #VALUE! | #VALUE! | #VALUE! | #VALUE! | #VALUE! | #VALUE! | #N/A | #VALUE! | #VALUE! | #VALUE! | #VALUE! | #VALUE! | #VALUE! | #VALUE! | #VALUE! | #N/A
[43 empty] | 0 | FALSE | FALSE |  |  |  |  | 1 | #VALUE! | #VALUE! | #VALUE! | #VALUE! | #VALUE! | #VALUE! | #VALUE! | #N/A | #VALUE! | #VALUE! | #VALUE! | #VALUE! | #VALUE! | #VALUE! | #VALUE! | #VALUE! | #VALUE! | #VALUE! | #VALUE! | #VALUE! | #VALUE! | #VALUE! | #VALUE! | #VALUE! | #VALUE! | #VALUE! | [5 empty] | 1 | #VALUE! | #VALUE! | #VALUE! | #VALUE! | #VALUE! | #VALUE! | #VALUE! | #N/A | #VALUE! | #VALUE! | #VALUE! | #VALUE! | #VALUE! | #VALUE! | #VALUE! | #VALUE! | #N/A | #VALUE! | #VALUE! | #VALUE! | #VALUE! | #VALUE! | #VALUE! | #VALUE! | #VALUE! | #N/A
[43 empty] | 0 | FALSE | FALSE |  |  |  |  | 1 | #VALUE! | #VALUE! | #VALUE! | #VALUE! | #VALUE! | #VALUE! | #VALUE! | #N/A | #VALUE! | #VALUE! | #VALUE! | #VALUE! | #VALUE! | #VALUE! | #VALUE! | #VALUE! | #VALUE! | #VALUE! | #VALUE! | #VALUE! | #VALUE! | #VALUE! | #VALUE! | #VALUE! | #VALUE! | #VALUE! | [5 empty] | 1 | #VALUE! | #VALUE! | #VALUE! | #VALUE! | #VALUE! | #VALUE! | #VALUE! | #N/A | #VALUE! | #VALUE! | #VALUE! | #VALUE! | #VALUE! | #VALUE! | #VALUE! | #VALUE! | #N/A | #VALUE! | #VALUE! | #VALUE! | #VALUE! | #VALUE! | #VALUE! | #VALUE! | #VALUE! | #N/A
[43 empty] | 0 | FALSE | FALSE |  |  |  |  | 1 | #VALUE! | #VALUE! | #VALUE! | #VALUE! | #VALUE! | #VALUE! | #VALUE! | #N/A | #VALUE! | #VALUE! | #VALUE! | #VALUE! | #VALUE! | #VALUE! | #VALUE! | #VALUE! | #VALUE! | #VALUE! | #VALUE! | #VALUE! | #VALUE! | #VALUE! | #VALUE! | #VALUE! | #VALUE! | #VALUE! | [5 empty] | 1 | #VALUE! | #VALUE! | #VALUE! | #VALUE! | #VALUE! | #VALUE! | #VALUE! | #N/A | #VALUE! | #VALUE! | #VALUE! | #VALUE! | #VALUE! | #VALUE! | #VALUE! | #VALUE! | #N/A | #VALUE! | #VALUE! | #VALUE! | #VALUE! | #VALUE! | #VALUE! | #VALUE! | #VALUE! | #N/A
[43 empty] | 0 | FALSE | FALSE |  |  |  |  | 1 | #VALUE! | #VALUE! | #VALUE! | #VALUE! | #VALUE! | #VALUE! | #VALUE! | #N/A | #VALUE! | #VALUE! | #VALUE! | #VALUE! | #VALUE! | #VALUE! | #VALUE! | #VALUE! | #VALUE! | #VALUE! | #VALUE! | #VALUE! | #VALUE! | #VALUE! | #VALUE! | #VALUE! | #VALUE! | #VALUE! | [5 empty] | 1 | #VALUE! | #VALUE! | #VALUE! | #VALUE! | #VALUE! | #VALUE! | #VALUE! | #N/A | #VALUE! | #VALUE! | #VALUE! | #VALUE! | #VALUE! | #VALUE! | #VALUE! | #VALUE! | #N/A | #VALUE! | #VALUE! | #VALUE! | #VALUE! | #VALUE! | #VALUE! | #VALUE! | #VALUE! | #N/A
[43 empty] | 0 | FALSE | FALSE |  |  |  |  | 1 | #VALUE! | #VALUE! | #VALUE! | #VALUE! | #VALUE! | #VALUE! | #VALUE! | #N/A | #VALUE! | #VALUE! | #VALUE! | #VALUE! | #VALUE! | #VALUE! | #VALUE! | #VALUE! | #VALUE! | #VALUE! | #VALUE! | #VALUE! | #VALUE! | #VALUE! | #VALUE! | #VALUE! | #VALUE! | #VALUE! | [5 empty] | 1 | #VALUE! | #VALUE! | #VALUE! | #VALUE! | #VALUE! | #VALUE! | #VALUE! | #N/A | #VALUE! | #VALUE! | #VALUE! | #VALUE! | #VALUE! | #VALUE! | #VALUE! | #VALUE! | #N/A | #VALUE! | #VALUE! | #VALUE! | #VALUE! | #VALUE! | #VALUE! | #VALUE! | #VALUE! | #N/A
[43 empty] | 0 | FALSE | FALSE |  |  |  |  | 1 | #VALUE! | #VALUE! | #VALUE! | #VALUE! | #VALUE! | #VALUE! | #VALUE! | #N/A | #VALUE! | #VALUE! | #VALUE! | #VALUE! | #VALUE! | #VALUE! | #VALUE! | #VALUE! | #VALUE! | #VALUE! | #VALUE! | #VALUE! | #VALUE! | #VALUE! | #VALUE! | #VALUE! | #VALUE! | #VALUE! | [5 empty] | 1 | #VALUE! | #VALUE! | #VALUE! | #VALUE! | #VALUE! | #VALUE! | #VALUE! | #N/A | #VALUE! | #VALUE! | #VALUE! | #VALUE! | #VALUE! | #VALUE! | #VALUE! | #VALUE! | #N/A | #VALUE! | #VALUE! | #VALUE! | #VALUE! | #VALUE! | #VALUE! | #VALUE! | #VALUE! | #N/A
[43 empty] | 0 | FALSE | FALSE |  |  |  |  | 1 | #VALUE! | #VALUE! | #VALUE! | #VALUE! | #VALUE! | #VALUE! | #VALUE! | #N/A | #VALUE! | #VALUE! | #VALUE! | #VALUE! | #VALUE! | #VALUE! | #VALUE! | #VALUE! | #VALUE! | #VALUE! | #VALUE! | #VALUE! | #VALUE! | #VALUE! | #VALUE! | #VALUE! | #VALUE! | #VALUE! | [5 empty] | 1 | #VALUE! | #VALUE! | #VALUE! | #VALUE! | #VALUE! | #VALUE! | #VALUE! | #N/A | #VALUE! | #VALUE! | #VALUE! | #VALUE! | #VALUE! | #VALUE! | #VALUE! | #VALUE! | #N/A | #VALUE! | #VALUE! | #VALUE! | #VALUE! | #VALUE! | #VALUE! | #VALUE! | #VALUE! | #N/A
[43 empty] | 0 | FALSE | FALSE |  |  |  |  | 1 | #VALUE! | #VALUE! | #VALUE! | #VALUE! | #VALUE! | #VALUE! | #VALUE! | #N/A | #VALUE! | #VALUE! | #VALUE! | #VALUE! | #VALUE! | #VALUE! | #VALUE! | #VALUE! | #VALUE! | #VALUE! | #VALUE! | #VALUE! | #VALUE! | #VALUE! | #VALUE! | #VALUE! | #VALUE! | #VALUE! | [5 empty] | 1 | #VALUE! | #VALUE! | #VALUE! | #VALUE! | #VALUE! | #VALUE! | #VALUE! | #N/A | #VALUE! | #VALUE! | #VALUE! | #VALUE! | #VALUE! | #VALUE! | #VALUE! | #VALUE! | #N/A | #VALUE! | #VALUE! | #VALUE! | #VALUE! | #VALUE! | #VALUE! | #VALUE! | #VALUE! | #N/A
[43 empty] | 0 | FALSE | FALSE |  |  |  |  | 1 | #VALUE! | #VALUE! | #VALUE! | #VALUE! | #VALUE! | #VALUE! | #VALUE! | #N/A | #VALUE! | #VALUE! | #VALUE! | #VALUE! | #VALUE! | #VALUE! | #VALUE! | #VALUE! | #VALUE! | #VALUE! | #VALUE! | #VALUE! | #VALUE! | #VALUE! | #VALUE! | #VALUE! | #VALUE! | #VALUE! | [5 empty] | 1 | #VALUE! | #VALUE! | #VALUE! | #VALUE! | #VALUE! | #VALUE! | #VALUE! | #N/A | #VALUE! | #VALUE! | #VALUE! | #VALUE! | #VALUE! | #VALUE! | #VALUE! | #VALUE! | #N/A | #VALUE! | #VALUE! | #VALUE! | #VALUE! | #VALUE! | #VALUE! | #VALUE! | #VALUE! | #N/A
[43 empty] | 0 | FALSE | FALSE |  |  |  |  | 1 | #VALUE! | #VALUE! | #VALUE! | #VALUE! | #VALUE! | #VALUE! | #VALUE! | #N/A | #VALUE! | #VALUE! | #VALUE! | #VALUE! | #VALUE! | #VALUE! | #VALUE! | #VALUE! | #VALUE! | #VALUE! | #VALUE! | #VALUE! | #VALUE! | #VALUE! | #VALUE! | #VALUE! | #VALUE! | #VALUE! | [5 empty] | 1 | #VALUE! | #VALUE! | #VALUE! | #VALUE! | #VALUE! | #VALUE! | #VALUE! | #N/A | #VALUE! | #VALUE! | #VALUE! | #VALUE! | #VALUE! | #VALUE! | #VALUE! | #VALUE! | #N/A | #VALUE! | #VALUE! | #VALUE! | #VALUE! | #VALUE! | #VALUE! | #VALUE! | #VALUE! | #N/A
[43 empty] | 0 | FALSE | FALSE |  |  |  |  | 1 | #VALUE! | #VALUE! | #VALUE! | #VALUE! | #VALUE! | #VALUE! | #VALUE! | #N/A | #VALUE! | #VALUE! | #VALUE! | #VALUE! | #VALUE! | #VALUE! | #VALUE! | #VALUE! | #VALUE! | #VALUE! | #VALUE! | #VALUE! | #VALUE! | #VALUE! | #VALUE! | #VALUE! | #VALUE! | #VALUE! | [5 empty] | 1 | #VALUE! | #VALUE! | #VALUE! | #VALUE! | #VALUE! | #VALUE! | #VALUE! | #N/A | #VALUE! | #VALUE! | #VALUE! | #VALUE! | #VALUE! | #VALUE! | #VALUE! | #VALUE! | #N/A | #VALUE! | #VALUE! | #VALUE! | #VALUE! | #VALUE! | #VALUE! | #VALUE! | #VALUE! | #N/A
[43 empty] | 0 | FALSE | FALSE |  |  |  |  | 1 | #VALUE! | #VALUE! | #VALUE! | #VALUE! | #VALUE! | #VALUE! | #VALUE! | #N/A | #VALUE! | #VALUE! | #VALUE! | #VALUE! | #VALUE! | #VALUE! | #VALUE! | #VALUE! | #VALUE! | #VALUE! | #VALUE! | #VALUE! | #VALUE! | #VALUE! | #VALUE! | #VALUE! | #VALUE! | #VALUE! | [5 empty] | 1 | #VALUE! | #VALUE! | #VALUE! | #VALUE! | #VALUE! | #VALUE! | #VALUE! | #N/A | #VALUE! | #VALUE! | #VALUE! | #VALUE! | #VALUE! | #VALUE! | #VALUE! | #VALUE! | #N/A | #VALUE! | #VALUE! | #VALUE! | #VALUE! | #VALUE! | #VALUE! | #VALUE! | #VALUE! | #N/A
[43 empty] | 0 | FALSE | FALSE |  |  |  |  | 1 | #VALUE! | #VALUE! | #VALUE! | #VALUE! | #VALUE! | #VALUE! | #VALUE! | #N/A | #VALUE! | #VALUE! | #VALUE! | #VALUE! | #VALUE! | #VALUE! | #VALUE! | #VALUE! | #VALUE! | #VALUE! | #VALUE! | #VALUE! | #VALUE! | #VALUE! | #VALUE! | #VALUE! | #VALUE! | #VALUE! | [5 empty] | 1 | #VALUE! | #VALUE! | #VALUE! | #VALUE! | #VALUE! | #VALUE! | #VALUE! | #N/A | #VALUE! | #VALUE! | #VALUE! | #VALUE! | #VALUE! | #VALUE! | #VALUE! | #VALUE! | #N/A | #VALUE! | #VALUE! | #VALUE! | #VALUE! | #VALUE! | #VALUE! | #VALUE! | #VALUE! | #N/A
[43 empty] | 0 | FALSE | FALSE |  |  |  |  | 1 | #VALUE! | #VALUE! | #VALUE! | #VALUE! | #VALUE! | #VALUE! | #VALUE! | #N/A | #VALUE! | #VALUE! | #VALUE! | #VALUE! | #VALUE! | #VALUE! | #VALUE! | #VALUE! | #VALUE! | #VALUE! | #VALUE! | #VALUE! | #VALUE! | #VALUE! | #VALUE! | #VALUE! | #VALUE! | #VALUE! | [5 empty] | 1 | #VALUE! | #VALUE! | #VALUE! | #VALUE! | #VALUE! | #VALUE! | #VALUE! | #N/A | #VALUE! | #VALUE! | #VALUE! | #VALUE! | #VALUE! | #VALUE! | #VALUE! | #VALUE! | #N/A | #VALUE! | #VALUE! | #VALUE! | #VALUE! | #VALUE! | #VALUE! | #VALUE! | #VALUE! | #N/A
[43 empty] | 0 | FALSE | FALSE |  |  |  |  | 1 | #VALUE! | #VALUE! | #VALUE! | #VALUE! | #VALUE! | #VALUE! | #VALUE! | #N/A | #VALUE! | #VALUE! | #VALUE! | #VALUE! | #VALUE! | #VALUE! | #VALUE! | #VALUE! | #VALUE! | #VALUE! | #VALUE! | #VALUE! | #VALUE! | #VALUE! | #VALUE! | #VALUE! | #VALUE! | #VALUE! | [5 empty] | 1 | #VALUE! | #VALUE! | #VALUE! | #VALUE! | #VALUE! | #VALUE! | #VALUE! | #N/A | #VALUE! | #VALUE! | #VALUE! | #VALUE! | #VALUE! | #VALUE! | #VALUE! | #VALUE! | #N/A | #VALUE! | #VALUE! | #VALUE! | #VALUE! | #VALUE! | #VALUE! | #VALUE! | #VALUE! | #N/A
[43 empty] | 0 | FALSE | FALSE |  |  |  |  | 1 | #VALUE! | #VALUE! | #VALUE! | #VALUE! | #VALUE! | #VALUE! | #VALUE! | #N/A | #VALUE! | #VALUE! | #VALUE! | #VALUE! | #VALUE! | #VALUE! | #VALUE! | #VALUE! | #VALUE! | #VALUE! | #VALUE! | #VALUE! | #VALUE! | #VALUE! | #VALUE! | #VALUE! | #VALUE! | #VALUE! | [5 empty] | 1 | #VALUE! | #VALUE! | #VALUE! | #VALUE! | #VALUE! | #VALUE! | #VALUE! | #N/A | #VALUE! | #VALUE! | #VALUE! | #VALUE! | #VALUE! | #VALUE! | #VALUE! | #VALUE! | #N/A | #VALUE! | #VALUE! | #VALUE! | #VALUE! | #VALUE! | #VALUE! | #VALUE! | #VALUE! | #N/A
[43 empty] | 0 | FALSE | FALSE |  |  |  |  | 1 | #VALUE! | #VALUE! | #VALUE! | #VALUE! | #VALUE! | #VALUE! | #VALUE! | #N/A | #VALUE! | #VALUE! | #VALUE! | #VALUE! | #VALUE! | #VALUE! | #VALUE! | #VALUE! | #VALUE! | #VALUE! | #VALUE! | #VALUE! | #VALUE! | #VALUE! | #VALUE! | #VALUE! | #VALUE! | #VALUE! | [5 empty] | 1 | #VALUE! | #VALUE! | #VALUE! | #VALUE! | #VALUE! | #VALUE! | #VALUE! | #N/A | #VALUE! | #VALUE! | #VALUE! | #VALUE! | #VALUE! | #VALUE! | #VALUE! | #VALUE! | #N/A | #VALUE! | #VALUE! | #VALUE! | #VALUE! | #VALUE! | #VALUE! | #VALUE! | #VALUE! | #N/A
[43 empty] | 0 | FALSE | FALSE |  |  |  |  | 1 | #VALUE! | #VALUE! | #VALUE! | #VALUE! | #VALUE! | #VALUE! | #VALUE! | #N/A | #VALUE! | #VALUE! | #VALUE! | #VALUE! | #VALUE! | #VALUE! | #VALUE! | #VALUE! | #VALUE! | #VALUE! | #VALUE! | #VALUE! | #VALUE! | #VALUE! | #VALUE! | #VALUE! | #VALUE! | #VALUE! | [5 empty] | 1 | #VALUE! | #VALUE! | #VALUE! | #VALUE! | #VALUE! | #VALUE! | #VALUE! | #N/A | #VALUE! | #VALUE! | #VALUE! | #VALUE! | #VALUE! | #VALUE! | #VALUE! | #VALUE! | #N/A | #VALUE! | #VALUE! | #VALUE! | #VALUE! | #VALUE! | #VALUE! | #VALUE! | #VALUE! | #N/A
[43 empty] | 0 | FALSE | FALSE |  |  |  |  | 1 | #VALUE! | #VALUE! | #VALUE! | #VALUE! | #VALUE! | #VALUE! | #VALUE! | #N/A | #VALUE! | #VALUE! | #VALUE! | #VALUE! | #VALUE! | #VALUE! | #VALUE! | #VALUE! | #VALUE! | #VALUE! | #VALUE! | #VALUE! | #VALUE! | #VALUE! | #VALUE! | #VALUE! | #VALUE! | #VALUE! | [5 empty] | 1 | #VALUE! | #VALUE! | #VALUE! | #VALUE! | #VALUE! | #VALUE! | #VALUE! | #N/A | #VALUE! | #VALUE! | #VALUE! | #VALUE! | #VALUE! | #VALUE! | #VALUE! | #VALUE! | #N/A | #VALUE! | #VALUE! | #VALUE! | #VALUE! | #VALUE! | #VALUE! | #VALUE! | #VALUE! | #N/A
[43 empty] | 0 | FALSE | FALSE |  |  |  |  | 1 | #VALUE! | #VALUE! | #VALUE! | #VALUE! | #VALUE! | #VALUE! | #VALUE! | #N/A | #VALUE! | #VALUE! | #VALUE! | #VALUE! | #VALUE! | #VALUE! | #VALUE! | #VALUE! | #VALUE! | #VALUE! | #VALUE! | #VALUE! | #VALUE! | #VALUE! | #VALUE! | #VALUE! | #VALUE! | #VALUE! | [5 empty] | 1 | #VALUE! | #VALUE! | #VALUE! | #VALUE! | #VALUE! | #VALUE! | #VALUE! | #N/A | #VALUE! | #VALUE! | #VALUE! | #VALUE! | #VALUE! | #VALUE! | #VALUE! | #VALUE! | #N/A | #VALUE! | #VALUE! | #VALUE! | #VALUE! | #VALUE! | #VALUE! | #VALUE! | #VALUE! | #N/A
[43 empty] | 0 | FALSE | FALSE |  |  |  |  | 1 | #VALUE! | #VALUE! | #VALUE! | #VALUE! | #VALUE! | #VALUE! | #VALUE! | #N/A | #VALUE! | #VALUE! | #VALUE! | #VALUE! | #VALUE! | #VALUE! | #VALUE! | #VALUE! | #VALUE! | #VALUE! | #VALUE! | #VALUE! | #VALUE! | #VALUE! | #VALUE! | #VALUE! | #VALUE! | #VALUE! | [5 empty] | 1 | #VALUE! | #VALUE! | #VALUE! | #VALUE! | #VALUE! | #VALUE! | #VALUE! | #N/A | #VALUE! | #VALUE! | #VALUE! | #VALUE! | #VALUE! | #VALUE! | #VALUE! | #VALUE! | #N/A | #VALUE! | #VALUE! | #VALUE! | #VALUE! | #VALUE! | #VALUE! | #VALUE! | #VALUE! | #N/A
[43 empty] | 0 | FALSE | FALSE |  |  |  |  | 1 | #VALUE! | #VALUE! | #VALUE! | #VALUE! | #VALUE! | #VALUE! | #VALUE! | #N/A | #VALUE! | #VALUE! | #VALUE! | #VALUE! | #VALUE! | #VALUE! | #VALUE! | #VALUE! | #VALUE! | #VALUE! | #VALUE! | #VALUE! | #VALUE! | #VALUE! | #VALUE! | #VALUE! | #VALUE! | #VALUE! | [5 empty] | 1 | #VALUE! | #VALUE! | #VALUE! | #VALUE! | #VALUE! | #VALUE! | #VALUE! | #N/A | #VALUE! | #VALUE! | #VALUE! | #VALUE! | #VALUE! | #VALUE! | #VALUE! | #VALUE! | #N/A | #VALUE! | #VALUE! | #VALUE! | #VALUE! | #VALUE! | #VALUE! | #VALUE! | #VALUE! | #N/A
[43 empty] | 0 | FALSE | FALSE |  |  |  |  | 1 | #VALUE! | #VALUE! | #VALUE! | #VALUE! | #VALUE! | #VALUE! | #VALUE! | #N/A | #VALUE! | #VALUE! | #VALUE! | #VALUE! | #VALUE! | #VALUE! | #VALUE! | #VALUE! | #VALUE! | #VALUE! | #VALUE! | #VALUE! | #VALUE! | #VALUE! | #VALUE! | #VALUE! | #VALUE! | #VALUE! | [5 empty] | 1 | #VALUE! | #VALUE! | #VALUE! | #VALUE! | #VALUE! | #VALUE! | #VALUE! | #N/A | #VALUE! | #VALUE! | #VALUE! | #VALUE! | #VALUE! | #VALUE! | #VALUE! | #VALUE! | #N/A | #VALUE! | #VALUE! | #VALUE! | #VALUE! | #VALUE! | #VALUE! | #VALUE! | #VALUE! | #N/A
[43 empty] | 0 | FALSE | FALSE |  |  |  |  | 1 | #VALUE! | #VALUE! | #VALUE! | #VALUE! | #VALUE! | #VALUE! | #VALUE! | #N/A | #VALUE! | #VALUE! | #VALUE! | #VALUE! | #VALUE! | #VALUE! | #VALUE! | #VALUE! | #VALUE! | #VALUE! | #VALUE! | #VALUE! | #VALUE! | #VALUE! | #VALUE! | #VALUE! | #VALUE! | #VALUE! | [5 empty] | 1 | #VALUE! | #VALUE! | #VALUE! | #VALUE! | #VALUE! | #VALUE! | #VALUE! | #N/A | #VALUE! | #VALUE! | #VALUE! | #VALUE! | #VALUE! | #VALUE! | #VALUE! | #VALUE! | #N/A | #VALUE! | #VALUE! | #VALUE! | #VALUE! | #VALUE! | #VALUE! | #VALUE! | #VALUE! | #N/A
[43 empty] | 0 | FALSE | FALSE |  |  |  |  | 1 | #VALUE! | #VALUE! | #VALUE! | #VALUE! | #VALUE! | #VALUE! | #VALUE! | #N/A | #VALUE! | #VALUE! | #VALUE! | #VALUE! | #VALUE! | #VALUE! | #VALUE! | #VALUE! | #VALUE! | #VALUE! | #VALUE! | #VALUE! | #VALUE! | #VALUE! | #VALUE! | #VALUE! | #VALUE! | #VALUE! | [5 empty] | 1 | #VALUE! | #VALUE! | #VALUE! | #VALUE! | #VALUE! | #VALUE! | #VALUE! | #N/A | #VALUE! | #VALUE! | #VALUE! | #VALUE! | #VALUE! | #VALUE! | #VALUE! | #VALUE! | #N/A | #VALUE! | #VALUE! | #VALUE! | #VALUE! | #VALUE! | #VALUE! | #VALUE! | #VALUE! | #N/A
[43 empty] | 0 | FALSE | FALSE |  |  |  |  | 1 | #VALUE! | #VALUE! | #VALUE! | #VALUE! | #VALUE! | #VALUE! | #VALUE! | #N/A | #VALUE! | #VALUE! | #VALUE! | #VALUE! | #VALUE! | #VALUE! | #VALUE! | #VALUE! | #VALUE! | #VALUE! | #VALUE! | #VALUE! | #VALUE! | #VALUE! | #VALUE! | #VALUE! | #VALUE! | #VALUE! | [5 empty] | 1 | #VALUE! | #VALUE! | #VALUE! | #VALUE! | #VALUE! | #VALUE! | #VALUE! | #N/A | #VALUE! | #VALUE! | #VALUE! | #VALUE! | #VALUE! | #VALUE! | #VALUE! | #VALUE! | #N/A | #VALUE! | #VALUE! | #VALUE! | #VALUE! | #VALUE! | #VALUE! | #VALUE! | #VALUE! | #N/A
[43 empty] | 0 | FALSE | FALSE |  |  |  |  | 1 | #VALUE! | #VALUE! | #VALUE! | #VALUE! | #VALUE! | #VALUE! | #VALUE! | #N/A | #VALUE! | #VALUE! | #VALUE! | #VALUE! | #VALUE! | #VALUE! | #VALUE! | #VALUE! | #VALUE! | #VALUE! | #VALUE! | #VALUE! | #VALUE! | #VALUE! | #VALUE! | #VALUE! | #VALUE! | #VALUE! | [5 empty] | 1 | #VALUE! | #VALUE! | #VALUE! | #VALUE! | #VALUE! | #VALUE! | #VALUE! | #N/A | #VALUE! | #VALUE! | #VALUE! | #VALUE! | #VALUE! | #VALUE! | #VALUE! | #VALUE! | #N/A | #VALUE! | #VALUE! | #VALUE! | #VALUE! | #VALUE! | #VALUE! | #VALUE! | #VALUE! | #N/A
[43 empty] | 0 | FALSE | FALSE |  |  |  |  | 1 | #VALUE! | #VALUE! | #VALUE! | #VALUE! | #VALUE! | #VALUE! | #VALUE! | #N/A | #VALUE! | #VALUE! | #VALUE! | #VALUE! | #VALUE! | #VALUE! | #VALUE! | #VALUE! | #VALUE! | #VALUE! | #VALUE! | #VALUE! | #VALUE! | #VALUE! | #VALUE! | #VALUE! | #VALUE! | #VALUE! | [5 empty] | 1 | #VALUE! | #VALUE! | #VALUE! | #VALUE! | #VALUE! | #VALUE! | #VALUE! | #N/A | #VALUE! | #VALUE! | #VALUE! | #VALUE! | #VALUE! | #VALUE! | #VALUE! | #VALUE! | #N/A | #VALUE! | #VALUE! | #VALUE! | #VALUE! | #VALUE! | #VALUE! | #VALUE! | #VALUE! | #N/A
[43 empty] | 0 | FALSE | FALSE |  |  |  |  | 1 | #VALUE! | #VALUE! | #VALUE! | #VALUE! | #VALUE! | #VALUE! | #VALUE! | #N/A | #VALUE! | #VALUE! | #VALUE! | #VALUE! | #VALUE! | #VALUE! | #VALUE! | #VALUE! | #VALUE! | #VALUE! | #VALUE! | #VALUE! | #VALUE! | #VALUE! | #VALUE! | #VALUE! | #VALUE! | #VALUE! | [5 empty] | 1 | #VALUE! | #VALUE! | #VALUE! | #VALUE! | #VALUE! | #VALUE! | #VALUE! | #N/A | #VALUE! | #VALUE! | #VALUE! | #VALUE! | #VALUE! | #VALUE! | #VALUE! | #VALUE! | #N/A | #VALUE! | #VALUE! | #VALUE! | #VALUE! | #VALUE! | #VALUE! | #VALUE! | #VALUE! | #N/A
[43 empty] | 0 | FALSE | FALSE |  |  |  |  | 1 | #VALUE! | #VALUE! | #VALUE! | #VALUE! | #VALUE! | #VALUE! | #VALUE! | #N/A | #VALUE! | #VALUE! | #VALUE! | #VALUE! | #VALUE! | #VALUE! | #VALUE! | #VALUE! | #VALUE! | #VALUE! | #VALUE! | #VALUE! | #VALUE! | #VALUE! | #VALUE! | #VALUE! | #VALUE! | #VALUE! | [5 empty] | 1 | #VALUE! | #VALUE! | #VALUE! | #VALUE! | #VALUE! | #VALUE! | #VALUE! | #N/A | #VALUE! | #VALUE! | #VALUE! | #VALUE! | #VALUE! | #VALUE! | #VALUE! | #VALUE! | #N/A | #VALUE! | #VALUE! | #VALUE! | #VALUE! | #VALUE! | #VALUE! | #VALUE! | #VALUE! | #N/A
[43 empty] | 0 | FALSE | FALSE |  |  |  |  | 1 | #VALUE! | #VALUE! | #VALUE! | #VALUE! | #VALUE! | #VALUE! | #VALUE! | #N/A | #VALUE! | #VALUE! | #VALUE! | #VALUE! | #VALUE! | #VALUE! | #VALUE! | #VALUE! | #VALUE! | #VALUE! | #VALUE! | #VALUE! | #VALUE! | #VALUE! | #VALUE! | #VALUE! | #VALUE! | #VALUE! | [5 empty] | 1 | #VALUE! | #VALUE! | #VALUE! | #VALUE! | #VALUE! | #VALUE! | #VALUE! | #N/A | #VALUE! | #VALUE! | #VALUE! | #VALUE! | #VALUE! | #VALUE! | #VALUE! | #VALUE! | #N/A | #VALUE! | #VALUE! | #VALUE! | #VALUE! | #VALUE! | #VALUE! | #VALUE! | #VALUE! | #N/A
[43 empty] | 0 | FALSE | FALSE |  |  |  |  | 1 | #VALUE! | #VALUE! | #VALUE! | #VALUE! | #VALUE! | #VALUE! | #VALUE! | #N/A | #VALUE! | #VALUE! | #VALUE! | #VALUE! | #VALUE! | #VALUE! | #VALUE! | #VALUE! | #VALUE! | #VALUE! | #VALUE! | #VALUE! | #VALUE! | #VALUE! | #VALUE! | #VALUE! | #VALUE! | #VALUE! | [5 empty] | 1 | #VALUE! | #VALUE! | #VALUE! | #VALUE! | #VALUE! | #VALUE! | #VALUE! | #N/A | #VALUE! | #VALUE! | #VALUE! | #VALUE! | #VALUE! | #VALUE! | #VALUE! | #VALUE! | #N/A | #VALUE! | #VALUE! | #VALUE! | #VALUE! | #VALUE! | #VALUE! | #VALUE! | #VALUE! | #N/A
[43 empty] | 0 | FALSE | FALSE |  |  |  |  | 1 | #VALUE! | #VALUE! | #VALUE! | #VALUE! | #VALUE! | #VALUE! | #VALUE! | #N/A | #VALUE! | #VALUE! | #VALUE! | #VALUE! | #VALUE! | #VALUE! | #VALUE! | #VALUE! | #VALUE! | #VALUE! | #VALUE! | #VALUE! | #VALUE! | #VALUE! | #VALUE! | #VALUE! | #VALUE! | #VALUE! | [5 empty] | 1 | #VALUE! | #VALUE! | #VALUE! | #VALUE! | #VALUE! | #VALUE! | #VALUE! | #N/A | #VALUE! | #VALUE! | #VALUE! | #VALUE! | #VALUE! | #VALUE! | #VALUE! | #VALUE! | #N/A | #VALUE! | #VALUE! | #VALUE! | #VALUE! | #VALUE! | #VALUE! | #VALUE! | #VALUE! | #N/A
[43 empty] | 0 | FALSE | FALSE |  |  |  |  | 1 | #VALUE! | #VALUE! | #VALUE! | #VALUE! | #VALUE! | #VALUE! | #VALUE! | #N/A | #VALUE! | #VALUE! | #VALUE! | #VALUE! | #VALUE! | #VALUE! | #VALUE! | #VALUE! | #VALUE! | #VALUE! | #VALUE! | #VALUE! | #VALUE! | #VALUE! | #VALUE! | #VALUE! | #VALUE! | #VALUE! | [5 empty] | 1 | #VALUE! | #VALUE! | #VALUE! | #VALUE! | #VALUE! | #VALUE! | #VALUE! | #N/A | #VALUE! | #VALUE! | #VALUE! | #VALUE! | #VALUE! | #VALUE! | #VALUE! | #VALUE! | #N/A | #VALUE! | #VALUE! | #VALUE! | #VALUE! | #VALUE! | #VALUE! | #VALUE! | #VALUE! | #N/A
[43 empty] | 0 | FALSE | FALSE |  |  |  |  | 1 | #VALUE! | #VALUE! | #VALUE! | #VALUE! | #VALUE! | #VALUE! | #VALUE! | #N/A | #VALUE! | #VALUE! | #VALUE! | #VALUE! | #VALUE! | #VALUE! | #VALUE! | #VALUE! | #VALUE! | #VALUE! | #VALUE! | #VALUE! | #VALUE! | #VALUE! | #VALUE! | #VALUE! | #VALUE! | #VALUE! | [5 empty] | 1 | #VALUE! | #VALUE! | #VALUE! | #VALUE! | #VALUE! | #VALUE! | #VALUE! | #N/A | #VALUE! | #VALUE! | #VALUE! | #VALUE! | #VALUE! | #VALUE! | #VALUE! | #VALUE! | #N/A | #VALUE! | #VALUE! | #VALUE! | #VALUE! | #VALUE! | #VALUE! | #VALUE! | #VALUE! | #N/A
[43 empty] | 0 | FALSE | FALSE |  |  |  |  | 1 | #VALUE! | #VALUE! | #VALUE! | #VALUE! | #VALUE! | #VALUE! | #VALUE! | #N/A | #VALUE! | #VALUE! | #VALUE! | #VALUE! | #VALUE! | #VALUE! | #VALUE! | #VALUE! | #VALUE! | #VALUE! | #VALUE! | #VALUE! | #VALUE! | #VALUE! | #VALUE! | #VALUE! | #VALUE! | #VALUE! | [5 empty] | 1 | #VALUE! | #VALUE! | #VALUE! | #VALUE! | #VALUE! | #VALUE! | #VALUE! | #N/A | #VALUE! | #VALUE! | #VALUE! | #VALUE! | #VALUE! | #VALUE! | #VALUE! | #VALUE! | #N/A | #VALUE! | #VALUE! | #VALUE! | #VALUE! | #VALUE! | #VALUE! | #VALUE! | #VALUE! | #N/A
[43 empty] | 0 | FALSE | FALSE |  |  |  |  | 1 | #VALUE! | #VALUE! | #VALUE! | #VALUE! | #VALUE! | #VALUE! | #VALUE! | #N/A | #VALUE! | #VALUE! | #VALUE! | #VALUE! | #VALUE! | #VALUE! | #VALUE! | #VALUE! | #VALUE! | #VALUE! | #VALUE! | #VALUE! | #VALUE! | #VALUE! | #VALUE! | #VALUE! | #VALUE! | #VALUE! | [5 empty] | 1 | #VALUE! | #VALUE! | #VALUE! | #VALUE! | #VALUE! | #VALUE! | #VALUE! | #N/A | #VALUE! | #VALUE! | #VALUE! | #VALUE! | #VALUE! | #VALUE! | #VALUE! | #VALUE! | #N/A | #VALUE! | #VALUE! | #VALUE! | #VALUE! | #VALUE! | #VALUE! | #VALUE! | #VALUE! | #N/A
[43 empty] | 0 | FALSE | FALSE |  |  |  |  | 1 | #VALUE! | #VALUE! | #VALUE! | #VALUE! | #VALUE! | #VALUE! | #VALUE! | #N/A | #VALUE! | #VALUE! | #VALUE! | #VALUE! | #VALUE! | #VALUE! | #VALUE! | #VALUE! | #VALUE! | #VALUE! | #VALUE! | #VALUE! | #VALUE! | #VALUE! | #VALUE! | #VALUE! | #VALUE! | #VALUE! | [5 empty] | 1 | #VALUE! | #VALUE! | #VALUE! | #VALUE! | #VALUE! | #VALUE! | #VALUE! | #N/A | #VALUE! | #VALUE! | #VALUE! | #VALUE! | #VALUE! | #VALUE! | #VALUE! | #VALUE! | #N/A | #VALUE! | #VALUE! | #VALUE! | #VALUE! | #VALUE! | #VALUE! | #VALUE! | #VALUE! | #N/A
[43 empty] | 0 | FALSE | FALSE |  |  |  |  | 1 | #VALUE! | #VALUE! | #VALUE! | #VALUE! | #VALUE! | #VALUE! | #VALUE! | #N/A | #VALUE! | #VALUE! | #VALUE! | #VALUE! | #VALUE! | #VALUE! | #VALUE! | #VALUE! | #VALUE! | #VALUE! | #VALUE! | #VALUE! | #VALUE! | #VALUE! | #VALUE! | #VALUE! | #VALUE! | #VALUE! | [5 empty] | 1 | #VALUE! | #VALUE! | #VALUE! | #VALUE! | #VALUE! | #VALUE! | #VALUE! | #N/A | #VALUE! | #VALUE! | #VALUE! | #VALUE! | #VALUE! | #VALUE! | #VALUE! | #VALUE! | #N/A | #VALUE! | #VALUE! | #VALUE! | #VALUE! | #VALUE! | #VALUE! | #VALUE! | #VALUE! | #N/A
[43 empty] | 0 | FALSE | FALSE |  |  |  |  | 1 | #VALUE! | #VALUE! | #VALUE! | #VALUE! | #VALUE! | #VALUE! | #VALUE! | #N/A | #VALUE! | #VALUE! | #VALUE! | #VALUE! | #VALUE! | #VALUE! | #VALUE! | #VALUE! | #VALUE! | #VALUE! | #VALUE! | #VALUE! | #VALUE! | #VALUE! | #VALUE! | #VALUE! | #VALUE! | #VALUE! | [5 empty] | 1 | #VALUE! | #VALUE! | #VALUE! | #VALUE! | #VALUE! | #VALUE! | #VALUE! | #N/A | #VALUE! | #VALUE! | #VALUE! | #VALUE! | #VALUE! | #VALUE! | #VALUE! | #VALUE! | #N/A | #VALUE! | #VALUE! | #VALUE! | #VALUE! | #VALUE! | #VALUE! | #VALUE! | #VALUE! | #N/A
[43 empty] | 0 | FALSE | FALSE |  |  |  |  | 1 | #VALUE! | #VALUE! | #VALUE! | #VALUE! | #VALUE! | #VALUE! | #VALUE! | #N/A | #VALUE! | #VALUE! | #VALUE! | #VALUE! | #VALUE! | #VALUE! | #VALUE! | #VALUE! | #VALUE! | #VALUE! | #VALUE! | #VALUE! | #VALUE! | #VALUE! | #VALUE! | #VALUE! | #VALUE! | #VALUE! | [5 empty] | 1 | #VALUE! | #VALUE! | #VALUE! | #VALUE! | #VALUE! | #VALUE! | #VALUE! | #N/A | #VALUE! | #VALUE! | #VALUE! | #VALUE! | #VALUE! | #VALUE! | #VALUE! | #VALUE! | #N/A | #VALUE! | #VALUE! | #VALUE! | #VALUE! | #VALUE! | #VALUE! | #VALUE! | #VALUE! | #N/A
[43 empty] | 0 | FALSE | FALSE |  |  |  |  | 1 | #VALUE! | #VALUE! | #VALUE! | #VALUE! | #VALUE! | #VALUE! | #VALUE! | #N/A | #VALUE! | #VALUE! | #VALUE! | #VALUE! | #VALUE! | #VALUE! | #VALUE! | #VALUE! | #VALUE! | #VALUE! | #VALUE! | #VALUE! | #VALUE! | #VALUE! | #VALUE! | #VALUE! | #VALUE! | #VALUE! | [5 empty] | 1 | #VALUE! | #VALUE! | #VALUE! | #VALUE! | #VALUE! | #VALUE! | #VALUE! | #N/A | #VALUE! | #VALUE! | #VALUE! | #VALUE! | #VALUE! | #VALUE! | #VALUE! | #VALUE! | #N/A | #VALUE! | #VALUE! | #VALUE! | #VALUE! | #VALUE! | #VALUE! | #VALUE! | #VALUE! | #N/A
[43 empty] | 0 | FALSE | FALSE |  |  |  |  | 1 | #VALUE! | #VALUE! | #VALUE! | #VALUE! | #VALUE! | #VALUE! | #VALUE! | #N/A | #VALUE! | #VALUE! | #VALUE! | #VALUE! | #VALUE! | #VALUE! | #VALUE! | #VALUE! | #VALUE! | #VALUE! | #VALUE! | #VALUE! | #VALUE! | #VALUE! | #VALUE! | #VALUE! | #VALUE! | #VALUE! | [5 empty] | 1 | #VALUE! | #VALUE! | #VALUE! | #VALUE! | #VALUE! | #VALUE! | #VALUE! | #N/A | #VALUE! | #VALUE! | #VALUE! | #VALUE! | #VALUE! | #VALUE! | #VALUE! | #VALUE! | #N/A | #VALUE! | #VALUE! | #VALUE! | #VALUE! | #VALUE! | #VALUE! | #VALUE! | #VALUE! | #N/A
[43 empty] | 0 | FALSE | FALSE |  |  |  |  | 1 | #VALUE! | #VALUE! | #VALUE! | #VALUE! | #VALUE! | #VALUE! | #VALUE! | #N/A | #VALUE! | #VALUE! | #VALUE! | #VALUE! | #VALUE! | #VALUE! | #VALUE! | #VALUE! | #VALUE! | #VALUE! | #VALUE! | #VALUE! | #VALUE! | #VALUE! | #VALUE! | #VALUE! | #VALUE! | #VALUE! | [5 empty] | 1 | #VALUE! | #VALUE! | #VALUE! | #VALUE! | #VALUE! | #VALUE! | #VALUE! | #N/A | #VALUE! | #VALUE! | #VALUE! | #VALUE! | #VALUE! | #VALUE! | #VALUE! | #VALUE! | #N/A | #VALUE! | #VALUE! | #VALUE! | #VALUE! | #VALUE! | #VALUE! | #VALUE! | #VALUE! | #N/A
[43 empty] | 0 | FALSE | FALSE |  |  |  |  | 1 | #VALUE! | #VALUE! | #VALUE! | #VALUE! | #VALUE! | #VALUE! | #VALUE! | #N/A | #VALUE! | #VALUE! | #VALUE! | #VALUE! | #VALUE! | #VALUE! | #VALUE! | #VALUE! | #VALUE! | #VALUE! | #VALUE! | #VALUE! | #VALUE! | #VALUE! | #VALUE! | #VALUE! | #VALUE! | #VALUE! | [5 empty] | 1 | #VALUE! | #VALUE! | #VALUE! | #VALUE! | #VALUE! | #VALUE! | #VALUE! | #N/A | #VALUE! | #VALUE! | #VALUE! | #VALUE! | #VALUE! | #VALUE! | #VALUE! | #VALUE! | #N/A | #VALUE! | #VALUE! | #VALUE! | #VALUE! | #VALUE! | #VALUE! | #VALUE! | #VALUE! | #N/A
[43 empty] | 0 | FALSE | FALSE |  |  |  |  | 1 | #VALUE! | #VALUE! | #VALUE! | #VALUE! | #VALUE! | #VALUE! | #VALUE! | #N/A | #VALUE! | #VALUE! | #VALUE! | #VALUE! | #VALUE! | #VALUE! | #VALUE! | #VALUE! | #VALUE! | #VALUE! | #VALUE! | #VALUE! | #VALUE! | #VALUE! | #VALUE! | #VALUE! | #VALUE! | #VALUE! | [5 empty] | 1 | #VALUE! | #VALUE! | #VALUE! | #VALUE! | #VALUE! | #VALUE! | #VALUE! | #N/A | #VALUE! | #VALUE! | #VALUE! | #VALUE! | #VALUE! | #VALUE! | #VALUE! | #VALUE! | #N/A | #VALUE! | #VALUE! | #VALUE! | #VALUE! | #VALUE! | #VALUE! | #VALUE! | #VALUE! | #N/A
[43 empty] | 0 | FALSE | FALSE |  |  |  |  | 1 | #VALUE! | #VALUE! | #VALUE! | #VALUE! | #VALUE! | #VALUE! | #VALUE! | #N/A | #VALUE! | #VALUE! | #VALUE! | #VALUE! | #VALUE! | #VALUE! | #VALUE! | #VALUE! | #VALUE! | #VALUE! | #VALUE! | #VALUE! | #VALUE! | #VALUE! | #VALUE! | #VALUE! | #VALUE! | #VALUE! | [5 empty] | 1 | #VALUE! | #VALUE! | #VALUE! | #VALUE! | #VALUE! | #VALUE! | #VALUE! | #N/A | #VALUE! | #VALUE! | #VALUE! | #VALUE! | #VALUE! | #VALUE! | #VALUE! | #VALUE! | #N/A | #VALUE! | #VALUE! | #VALUE! | #VALUE! | #VALUE! | #VALUE! | #VALUE! | #VALUE! | #N/A
[43 empty] | 0 | FALSE | FALSE |  |  |  |  | 1 | #VALUE! | #VALUE! | #VALUE! | #VALUE! | #VALUE! | #VALUE! | #VALUE! | #N/A | #VALUE! | #VALUE! | #VALUE! | #VALUE! | #VALUE! | #VALUE! | #VALUE! | #VALUE! | #VALUE! | #VALUE! | #VALUE! | #VALUE! | #VALUE! | #VALUE! | #VALUE! | #VALUE! | #VALUE! | #VALUE! | [5 empty] | 1 | #VALUE! | #VALUE! | #VALUE! | #VALUE! | #VALUE! | #VALUE! | #VALUE! | #N/A | #VALUE! | #VALUE! | #VALUE! | #VALUE! | #VALUE! | #VALUE! | #VALUE! | #VALUE! | #N/A | #VALUE! | #VALUE! | #VALUE! | #VALUE! | #VALUE! | #VALUE! | #VALUE! | #VALUE! | #N/A
[43 empty] | 0 | FALSE | FALSE |  |  |  |  | 1 | #VALUE! | #VALUE! | #VALUE! | #VALUE! | #VALUE! | #VALUE! | #VALUE! | #N/A | #VALUE! | #VALUE! | #VALUE! | #VALUE! | #VALUE! | #VALUE! | #VALUE! | #VALUE! | #VALUE! | #VALUE! | #VALUE! | #VALUE! | #VALUE! | #VALUE! | #VALUE! | #VALUE! | #VALUE! | #VALUE! | [5 empty] | 1 | #VALUE! | #VALUE! | #VALUE! | #VALUE! | #VALUE! | #VALUE! | #VALUE! | #N/A | #VALUE! | #VALUE! | #VALUE! | #VALUE! | #VALUE! | #VALUE! | #VALUE! | #VALUE! | #N/A | #VALUE! | #VALUE! | #VALUE! | #VALUE! | #VALUE! | #VALUE! | #VALUE! | #VALUE! | #N/A
[43 empty] | 0 | FALSE | FALSE |  |  |  |  | 1 | #VALUE! | #VALUE! | #VALUE! | #VALUE! | #VALUE! | #VALUE! | #VALUE! | #N/A | #VALUE! | #VALUE! | #VALUE! | #VALUE! | #VALUE! | #VALUE! | #VALUE! | #VALUE! | #VALUE! | #VALUE! | #VALUE! | #VALUE! | #VALUE! | #VALUE! | #VALUE! | #VALUE! | #VALUE! | #VALUE! | [5 empty] | 1 | #VALUE! | #VALUE! | #VALUE! | #VALUE! | #VALUE! | #VALUE! | #VALUE! | #N/A | #VALUE! | #VALUE! | #VALUE! | #VALUE! | #VALUE! | #VALUE! | #VALUE! | #VALUE! | #N/A | #VALUE! | #VALUE! | #VALUE! | #VALUE! | #VALUE! | #VALUE! | #VALUE! | #VALUE! | #N/A
[43 empty] | 0 | FALSE | FALSE |  |  |  |  | 1 | #VALUE! | #VALUE! | #VALUE! | #VALUE! | #VALUE! | #VALUE! | #VALUE! | #N/A | #VALUE! | #VALUE! | #VALUE! | #VALUE! | #VALUE! | #VALUE! | #VALUE! | #VALUE! | #VALUE! | #VALUE! | #VALUE! | #VALUE! | #VALUE! | #VALUE! | #VALUE! | #VALUE! | #VALUE! | #VALUE! | [5 empty] | 1 | #VALUE! | #VALUE! | #VALUE! | #VALUE! | #VALUE! | #VALUE! | #VALUE! | #N/A | #VALUE! | #VALUE! | #VALUE! | #VALUE! | #VALUE! | #VALUE! | #VALUE! | #VALUE! | #N/A | #VALUE! | #VALUE! | #VALUE! | #VALUE! | #VALUE! | #VALUE! | #VALUE! | #VALUE! | #N/A
[43 empty] | 0 | FALSE | FALSE |  |  |  |  | 1 | #VALUE! | #VALUE! | #VALUE! | #VALUE! | #VALUE! | #VALUE! | #VALUE! | #N/A | #VALUE! | #VALUE! | #VALUE! | #VALUE! | #VALUE! | #VALUE! | #VALUE! | #VALUE! | #VALUE! | #VALUE! | #VALUE! | #VALUE! | #VALUE! | #VALUE! | #VALUE! | #VALUE! | #VALUE! | #VALUE! | [5 empty] | 1 | #VALUE! | #VALUE! | #VALUE! | #VALUE! | #VALUE! | #VALUE! | #VALUE! | #N/A | #VALUE! | #VALUE! | #VALUE! | #VALUE! | #VALUE! | #VALUE! | #VALUE! | #VALUE! | #N/A | #VALUE! | #VALUE! | #VALUE! | #VALUE! | #VALUE! | #VALUE! | #VALUE! | #VALUE! | #N/A
[43 empty] | 0 | FALSE | FALSE |  |  |  |  | 1 | #VALUE! | #VALUE! | #VALUE! | #VALUE! | #VALUE! | #VALUE! | #VALUE! | #N/A | #VALUE! | #VALUE! | #VALUE! | #VALUE! | #VALUE! | #VALUE! | #VALUE! | #VALUE! | #VALUE! | #VALUE! | #VALUE! | #VALUE! | #VALUE! | #VALUE! | #VALUE! | #VALUE! | #VALUE! | #VALUE! | [5 empty] | 1 | #VALUE! | #VALUE! | #VALUE! | #VALUE! | #VALUE! | #VALUE! | #VALUE! | #N/A | #VALUE! | #VALUE! | #VALUE! | #VALUE! | #VALUE! | #VALUE! | #VALUE! | #VALUE! | #N/A | #VALUE! | #VALUE! | #VALUE! | #VALUE! | #VALUE! | #VALUE! | #VALUE! | #VALUE! | #N/A
[43 empty] | 0 | FALSE | FALSE |  |  |  |  | 1 | #VALUE! | #VALUE! | #VALUE! | #VALUE! | #VALUE! | #VALUE! | #VALUE! | #N/A | #VALUE! | #VALUE! | #VALUE! | #VALUE! | #VALUE! | #VALUE! | #VALUE! | #VALUE! | #VALUE! | #VALUE! | #VALUE! | #VALUE! | #VALUE! | #VALUE! | #VALUE! | #VALUE! | #VALUE! | #VALUE! | [5 empty] | 1 | #VALUE! | #VALUE! | #VALUE! | #VALUE! | #VALUE! | #VALUE! | #VALUE! | #N/A | #VALUE! | #VALUE! | #VALUE! | #VALUE! | #VALUE! | #VALUE! | #VALUE! | #VALUE! | #N/A | #VALUE! | #VALUE! | #VALUE! | #VALUE! | #VALUE! | #VALUE! | #VALUE! | #VALUE! | #N/A
[43 empty] | 0 | FALSE | FALSE |  |  |  |  | 1 | #VALUE! | #VALUE! | #VALUE! | #VALUE! | #VALUE! | #VALUE! | #VALUE! | #N/A | #VALUE! | #VALUE! | #VALUE! | #VALUE! | #VALUE! | #VALUE! | #VALUE! | #VALUE! | #VALUE! | #VALUE! | #VALUE! | #VALUE! | #VALUE! | #VALUE! | #VALUE! | #VALUE! | #VALUE! | #VALUE! | [5 empty] | 1 | #VALUE! | #VALUE! | #VALUE! | #VALUE! | #VALUE! | #VALUE! | #VALUE! | #N/A | #VALUE! | #VALUE! | #VALUE! | #VALUE! | #VALUE! | #VALUE! | #VALUE! | #VALUE! | #N/A | #VALUE! | #VALUE! | #VALUE! | #VALUE! | #VALUE! | #VALUE! | #VALUE! | #VALUE! | #N/A
[43 empty] | 0 | FALSE | FALSE |  |  |  |  | 1 | #VALUE! | #VALUE! | #VALUE! | #VALUE! | #VALUE! | #VALUE! | #VALUE! | #N/A | #VALUE! | #VALUE! | #VALUE! | #VALUE! | #VALUE! | #VALUE! | #VALUE! | #VALUE! | #VALUE! | #VALUE! | #VALUE! | #VALUE! | #VALUE! | #VALUE! | #VALUE! | #VALUE! | #VALUE! | #VALUE! | [5 empty] | 1 | #VALUE! | #VALUE! | #VALUE! | #VALUE! | #VALUE! | #VALUE! | #VALUE! | #N/A | #VALUE! | #VALUE! | #VALUE! | #VALUE! | #VALUE! | #VALUE! | #VALUE! | #VALUE! | #N/A | #VALUE! | #VALUE! | #VALUE! | #VALUE! | #VALUE! | #VALUE! | #VALUE! | #VALUE! | #N/A
[43 empty] | 0 | FALSE | FALSE |  |  |  |  | 1 | #VALUE! | #VALUE! | #VALUE! | #VALUE! | #VALUE! | #VALUE! | #VALUE! | #N/A | #VALUE! | #VALUE! | #VALUE! | #VALUE! | #VALUE! | #VALUE! | #VALUE! | #VALUE! | #VALUE! | #VALUE! | #VALUE! | #VALUE! | #VALUE! | #VALUE! | #VALUE! | #VALUE! | #VALUE! | #VALUE! | [5 empty] | 1 | #VALUE! | #VALUE! | #VALUE! | #VALUE! | #VALUE! | #VALUE! | #VALUE! | #N/A | #VALUE! | #VALUE! | #VALUE! | #VALUE! | #VALUE! | #VALUE! | #VALUE! | #VALUE! | #N/A | #VALUE! | #VALUE! | #VALUE! | #VALUE! | #VALUE! | #VALUE! | #VALUE! | #VALUE! | #N/A
[43 empty] | 0 | FALSE | FALSE |  |  |  |  | 1 | #VALUE! | #VALUE! | #VALUE! | #VALUE! | #VALUE! | #VALUE! | #VALUE! | #N/A | #VALUE! | #VALUE! | #VALUE! | #VALUE! | #VALUE! | #VALUE! | #VALUE! | #VALUE! | #VALUE! | #VALUE! | #VALUE! | #VALUE! | #VALUE! | #VALUE! | #VALUE! | #VALUE! | #VALUE! | #VALUE! | [5 empty] | 1 | #VALUE! | #VALUE! | #VALUE! | #VALUE! | #VALUE! | #VALUE! | #VALUE! | #N/A | #VALUE! | #VALUE! | #VALUE! | #VALUE! | #VALUE! | #VALUE! | #VALUE! | #VALUE! | #N/A | #VALUE! | #VALUE! | #VALUE! | #VALUE! | #VALUE! | #VALUE! | #VALUE! | #VALUE! | #N/A
[43 empty] | 0 | FALSE | FALSE |  |  |  |  | 1 | #VALUE! | #VALUE! | #VALUE! | #VALUE! | #VALUE! | #VALUE! | #VALUE! | #N/A | #VALUE! | #VALUE! | #VALUE! | #VALUE! | #VALUE! | #VALUE! | #VALUE! | #VALUE! | #VALUE! | #VALUE! | #VALUE! | #VALUE! | #VALUE! | #VALUE! | #VALUE! | #VALUE! | #VALUE! | #VALUE! | [5 empty] | 1 | #VALUE! | #VALUE! | #VALUE! | #VALUE! | #VALUE! | #VALUE! | #VALUE! | #N/A | #VALUE! | #VALUE! | #VALUE! | #VALUE! | #VALUE! | #VALUE! | #VALUE! | #VALUE! | #N/A | #VALUE! | #VALUE! | #VALUE! | #VALUE! | #VALUE! | #VALUE! | #VALUE! | #VALUE! | #N/A
[43 empty] | 0 | FALSE | FALSE |  |  |  |  | 1 | #VALUE! | #VALUE! | #VALUE! | #VALUE! | #VALUE! | #VALUE! | #VALUE! | #N/A | #VALUE! | #VALUE! | #VALUE! | #VALUE! | #VALUE! | #VALUE! | #VALUE! | #VALUE! | #VALUE! | #VALUE! | #VALUE! | #VALUE! | #VALUE! | #VALUE! | #VALUE! | #VALUE! | #VALUE! | #VALUE! | [5 empty] | 1 | #VALUE! | #VALUE! | #VALUE! | #VALUE! | #VALUE! | #VALUE! | #VALUE! | #N/A | #VALUE! | #VALUE! | #VALUE! | #VALUE! | #VALUE! | #VALUE! | #VALUE! | #VALUE! | #N/A | #VALUE! | #VALUE! | #VALUE! | #VALUE! | #VALUE! | #VALUE! | #VALUE! | #VALUE! | #N/A
[43 empty] | 0 | FALSE | FALSE |  |  |  |  | 1 | #VALUE! | #VALUE! | #VALUE! | #VALUE! | #VALUE! | #VALUE! | #VALUE! | #N/A | #VALUE! | #VALUE! | #VALUE! | #VALUE! | #VALUE! | #VALUE! | #VALUE! | #VALUE! | #VALUE! | #VALUE! | #VALUE! | #VALUE! | #VALUE! | #VALUE! | #VALUE! | #VALUE! | #VALUE! | #VALUE! | [5 empty] | 1 | #VALUE! | #VALUE! | #VALUE! | #VALUE! | #VALUE! | #VALUE! | #VALUE! | #N/A | #VALUE! | #VALUE! | #VALUE! | #VALUE! | #VALUE! | #VALUE! | #VALUE! | #VALUE! | #N/A | #VALUE! | #VALUE! | #VALUE! | #VALUE! | #VALUE! | #VALUE! | #VALUE! | #VALUE! | #N/A
[43 empty] | 0 | FALSE | FALSE |  |  |  |  | 1 | #VALUE! | #VALUE! | #VALUE! | #VALUE! | #VALUE! | #VALUE! | #VALUE! | #N/A | #VALUE! | #VALUE! | #VALUE! | #VALUE! | #VALUE! | #VALUE! | #VALUE! | #VALUE! | #VALUE! | #VALUE! | #VALUE! | #VALUE! | #VALUE! | #VALUE! | #VALUE! | #VALUE! | #VALUE! | #VALUE! | [5 empty] | 1 | #VALUE! | #VALUE! | #VALUE! | #VALUE! | #VALUE! | #VALUE! | #VALUE! | #N/A | #VALUE! | #VALUE! | #VALUE! | #VALUE! | #VALUE! | #VALUE! | #VALUE! | #VALUE! | #N/A | #VALUE! | #VALUE! | #VALUE! | #VALUE! | #VALUE! | #VALUE! | #VALUE! | #VALUE! | #N/A
[43 empty] | 0 | FALSE | FALSE |  |  |  |  | 1 | #VALUE! | #VALUE! | #VALUE! | #VALUE! | #VALUE! | #VALUE! | #VALUE! | #N/A | #VALUE! | #VALUE! | #VALUE! | #VALUE! | #VALUE! | #VALUE! | #VALUE! | #VALUE! | #VALUE! | #VALUE! | #VALUE! | #VALUE! | #VALUE! | #VALUE! | #VALUE! | #VALUE! | #VALUE! | #VALUE! | [5 empty] | 1 | #VALUE! | #VALUE! | #VALUE! | #VALUE! | #VALUE! | #VALUE! | #VALUE! | #N/A | #VALUE! | #VALUE! | #VALUE! | #VALUE! | #VALUE! | #VALUE! | #VALUE! | #VALUE! | #N/A | #VALUE! | #VALUE! | #VALUE! | #VALUE! | #VALUE! | #VALUE! | #VALUE! | #VALUE! | #N/A
[43 empty] | 0 | FALSE | FALSE |  |  |  |  | 1 | #VALUE! | #VALUE! | #VALUE! | #VALUE! | #VALUE! | #VALUE! | #VALUE! | #N/A | #VALUE! | #VALUE! | #VALUE! | #VALUE! | #VALUE! | #VALUE! | #VALUE! | #VALUE! | #VALUE! | #VALUE! | #VALUE! | #VALUE! | #VALUE! | #VALUE! | #VALUE! | #VALUE! | #VALUE! | #VALUE! | [5 empty] | 1 | #VALUE! | #VALUE! | #VALUE! | #VALUE! | #VALUE! | #VALUE! | #VALUE! | #N/A | #VALUE! | #VALUE! | #VALUE! | #VALUE! | #VALUE! | #VALUE! | #VALUE! | #VALUE! | #N/A | #VALUE! | #VALUE! | #VALUE! | #VALUE! | #VALUE! | #VALUE! | #VALUE! | #VALUE! | #N/A
[43 empty] | 0 | FALSE | FALSE |  |  |  |  | 1 | #VALUE! | #VALUE! | #VALUE! | #VALUE! | #VALUE! | #VALUE! | #VALUE! | #N/A | #VALUE! | #VALUE! | #VALUE! | #VALUE! | #VALUE! | #VALUE! | #VALUE! | #VALUE! | #VALUE! | #VALUE! | #VALUE! | #VALUE! | #VALUE! | #VALUE! | #VALUE! | #VALUE! | #VALUE! | #VALUE! | [5 empty] | 1 | #VALUE! | #VALUE! | #VALUE! | #VALUE! | #VALUE! | #VALUE! | #VALUE! | #N/A | #VALUE! | #VALUE! | #VALUE! | #VALUE! | #VALUE! | #VALUE! | #VALUE! | #VALUE! | #N/A | #VALUE! | #VALUE! | #VALUE! | #VALUE! | #VALUE! | #VALUE! | #VALUE! | #VALUE! | #N/A
[43 empty] | 0 | FALSE | FALSE |  |  |  |  | 1 | #VALUE! | #VALUE! | #VALUE! | #VALUE! | #VALUE! | #VALUE! | #VALUE! | #N/A | #VALUE! | #VALUE! | #VALUE! | #VALUE! | #VALUE! | #VALUE! | #VALUE! | #VALUE! | #VALUE! | #VALUE! | #VALUE! | #VALUE! | #VALUE! | #VALUE! | #VALUE! | #VALUE! | #VALUE! | #VALUE! | [5 empty] | 1 | #VALUE! | #VALUE! | #VALUE! | #VALUE! | #VALUE! | #VALUE! | #VALUE! | #N/A | #VALUE! | #VALUE! | #VALUE! | #VALUE! | #VALUE! | #VALUE! | #VALUE! | #VALUE! | #N/A | #VALUE! | #VALUE! | #VALUE! | #VALUE! | #VALUE! | #VALUE! | #VALUE! | #VALUE! | #N/A
[43 empty] | 0 | FALSE | FALSE |  |  |  |  | 1 | #VALUE! | #VALUE! | #VALUE! | #VALUE! | #VALUE! | #VALUE! | #VALUE! | #N/A | #VALUE! | #VALUE! | #VALUE! | #VALUE! | #VALUE! | #VALUE! | #VALUE! | #VALUE! | #VALUE! | #VALUE! | #VALUE! | #VALUE! | #VALUE! | #VALUE! | #VALUE! | #VALUE! | #VALUE! | #VALUE! | [5 empty] | 1 | #VALUE! | #VALUE! | #VALUE! | #VALUE! | #VALUE! | #VALUE! | #VALUE! | #N/A | #VALUE! | #VALUE! | #VALUE! | #VALUE! | #VALUE! | #VALUE! | #VALUE! | #VALUE! | #N/A | #VALUE! | #VALUE! | #VALUE! | #VALUE! | #VALUE! | #VALUE! | #VALUE! | #VALUE! | #N/A
[43 empty] | 0 | FALSE | FALSE |  |  |  |  | 1 | #VALUE! | #VALUE! | #VALUE! | #VALUE! | #VALUE! | #VALUE! | #VALUE! | #N/A | #VALUE! | #VALUE! | #VALUE! | #VALUE! | #VALUE! | #VALUE! | #VALUE! | #VALUE! | #VALUE! | #VALUE! | #VALUE! | #VALUE! | #VALUE! | #VALUE! | #VALUE! | #VALUE! | #VALUE! | #VALUE! | [5 empty] | 1 | #VALUE! | #VALUE! | #VALUE! | #VALUE! | #VALUE! | #VALUE! | #VALUE! | #N/A | #VALUE! | #VALUE! | #VALUE! | #VALUE! | #VALUE! | #VALUE! | #VALUE! | #VALUE! | #N/A | #VALUE! | #VALUE! | #VALUE! | #VALUE! | #VALUE! | #VALUE! | #VALUE! | #VALUE! | #N/A
[43 empty] | 0 | FALSE | FALSE |  |  |  |  | 1 | #VALUE! | #VALUE! | #VALUE! | #VALUE! | #VALUE! | #VALUE! | #VALUE! | #N/A | #VALUE! | #VALUE! | #VALUE! | #VALUE! | #VALUE! | #VALUE! | #VALUE! | #VALUE! | #VALUE! | #VALUE! | #VALUE! | #VALUE! | #VALUE! | #VALUE! | #VALUE! | #VALUE! | #VALUE! | #VALUE! | [5 empty] | 1 | #VALUE! | #VALUE! | #VALUE! | #VALUE! | #VALUE! | #VALUE! | #VALUE! | #N/A | #VALUE! | #VALUE! | #VALUE! | #VALUE! | #VALUE! | #VALUE! | #VALUE! | #VALUE! | #N/A | #VALUE! | #VALUE! | #VALUE! | #VALUE! | #VALUE! | #VALUE! | #VALUE! | #VALUE! | #N/A
[43 empty] | 0 | FALSE | FALSE |  |  |  |  | 1 | #VALUE! | #VALUE! | #VALUE! | #VALUE! | #VALUE! | #VALUE! | #VALUE! | #N/A | #VALUE! | #VALUE! | #VALUE! | #VALUE! | #VALUE! | #VALUE! | #VALUE! | #VALUE! | #VALUE! | #VALUE! | #VALUE! | #VALUE! | #VALUE! | #VALUE! | #VALUE! | #VALUE! | #VALUE! | #VALUE! | [5 empty] | 1 | #VALUE! | #VALUE! | #VALUE! | #VALUE! | #VALUE! | #VALUE! | #VALUE! | #N/A | #VALUE! | #VALUE! | #VALUE! | #VALUE! | #VALUE! | #VALUE! | #VALUE! | #VALUE! | #N/A | #VALUE! | #VALUE! | #VALUE! | #VALUE! | #VALUE! | #VALUE! | #VALUE! | #VALUE! | #N/A
[43 empty] | 0 | FALSE | FALSE |  |  |  |  | 1 | #VALUE! | #VALUE! | #VALUE! | #VALUE! | #VALUE! | #VALUE! | #VALUE! | #N/A | #VALUE! | #VALUE! | #VALUE! | #VALUE! | #VALUE! | #VALUE! | #VALUE! | #VALUE! | #VALUE! | #VALUE! | #VALUE! | #VALUE! | #VALUE! | #VALUE! | #VALUE! | #VALUE! | #VALUE! | #VALUE! | [5 empty] | 1 | #VALUE! | #VALUE! | #VALUE! | #VALUE! | #VALUE! | #VALUE! | #VALUE! | #N/A | #VALUE! | #VALUE! | #VALUE! | #VALUE! | #VALUE! | #VALUE! | #VALUE! | #VALUE! | #N/A | #VALUE! | #VALUE! | #VALUE! | #VALUE! | #VALUE! | #VALUE! | #VALUE! | #VALUE! | #N/A
[43 empty] | 0 | FALSE | FALSE |  |  |  |  | 1 | #VALUE! | #VALUE! | #VALUE! | #VALUE! | #VALUE! | #VALUE! | #VALUE! | #N/A | #VALUE! | #VALUE! | #VALUE! | #VALUE! | #VALUE! | #VALUE! | #VALUE! | #VALUE! | #VALUE! | #VALUE! | #VALUE! | #VALUE! | #VALUE! | #VALUE! | #VALUE! | #VALUE! | #VALUE! | #VALUE! | [5 empty] | 1 | #VALUE! | #VALUE! | #VALUE! | #VALUE! | #VALUE! | #VALUE! | #VALUE! | #N/A | #VALUE! | #VALUE! | #VALUE! | #VALUE! | #VALUE! | #VALUE! | #VALUE! | #VALUE! | #N/A | #VALUE! | #VALUE! | #VALUE! | #VALUE! | #VALUE! | #VALUE! | #VALUE! | #VALUE! | #N/A
[43 empty] | 0 | FALSE | FALSE |  |  |  |  | 1 | #VALUE! | #VALUE! | #VALUE! | #VALUE! | #VALUE! | #VALUE! | #VALUE! | #N/A | #VALUE! | #VALUE! | #VALUE! | #VALUE! | #VALUE! | #VALUE! | #VALUE! | #VALUE! | #VALUE! | #VALUE! | #VALUE! | #VALUE! | #VALUE! | #VALUE! | #VALUE! | #VALUE! | #VALUE! | #VALUE! | [5 empty] | 1 | #VALUE! | #VALUE! | #VALUE! | #VALUE! | #VALUE! | #VALUE! | #VALUE! | #N/A | #VALUE! | #VALUE! | #VALUE! | #VALUE! | #VALUE! | #VALUE! | #VALUE! | #VALUE! | #N/A | #VALUE! | #VALUE! | #VALUE! | #VALUE! | #VALUE! | #VALUE! | #VALUE! | #VALUE! | #N/A
[43 empty] | 0 | FALSE | FALSE |  |  |  |  | 1 | #VALUE! | #VALUE! | #VALUE! | #VALUE! | #VALUE! | #VALUE! | #VALUE! | #N/A | #VALUE! | #VALUE! | #VALUE! | #VALUE! | #VALUE! | #VALUE! | #VALUE! | #VALUE! | #VALUE! | #VALUE! | #VALUE! | #VALUE! | #VALUE! | #VALUE! | #VALUE! | #VALUE! | #VALUE! | #VALUE! | [5 empty] | 1 | #VALUE! | #VALUE! | #VALUE! | #VALUE! | #VALUE! | #VALUE! | #VALUE! | #N/A | #VALUE! | #VALUE! | #VALUE! | #VALUE! | #VALUE! | #VALUE! | #VALUE! | #VALUE! | #N/A | #VALUE! | #VALUE! | #VALUE! | #VALUE! | #VALUE! | #VALUE! | #VALUE! | #VALUE! | #N/A
[43 empty] | 0 | FALSE | FALSE |  |  |  |  | 1 | #VALUE! | #VALUE! | #VALUE! | #VALUE! | #VALUE! | #VALUE! | #VALUE! | #N/A | #VALUE! | #VALUE! | #VALUE! | #VALUE! | #VALUE! | #VALUE! | #VALUE! | #VALUE! | #VALUE! | #VALUE! | #VALUE! | #VALUE! | #VALUE! | #VALUE! | #VALUE! | #VALUE! | #VALUE! | #VALUE! | [5 empty] | 1 | #VALUE! | #VALUE! | #VALUE! | #VALUE! | #VALUE! | #VALUE! | #VALUE! | #N/A | #VALUE! | #VALUE! | #VALUE! | #VALUE! | #VALUE! | #VALUE! | #VALUE! | #VALUE! | #N/A | #VALUE! | #VALUE! | #VALUE! | #VALUE! | #VALUE! | #VALUE! | #VALUE! | #VALUE! | #N/A
[43 empty] | 0 | FALSE | FALSE |  |  |  |  | 1 | #VALUE! | #VALUE! | #VALUE! | #VALUE! | #VALUE! | #VALUE! | #VALUE! | #N/A | #VALUE! | #VALUE! | #VALUE! | #VALUE! | #VALUE! | #VALUE! | #VALUE! | #VALUE! | #VALUE! | #VALUE! | #VALUE! | #VALUE! | #VALUE! | #VALUE! | #VALUE! | #VALUE! | #VALUE! | #VALUE! | [5 empty] | 1 | #VALUE! | #VALUE! | #VALUE! | #VALUE! | #VALUE! | #VALUE! | #VALUE! | #N/A | #VALUE! | #VALUE! | #VALUE! | #VALUE! | #VALUE! | #VALUE! | #VALUE! | #VALUE! | #N/A | #VALUE! | #VALUE! | #VALUE! | #VALUE! | #VALUE! | #VALUE! | #VALUE! | #VALUE! | #N/A
[43 empty] | 0 | FALSE | FALSE |  |  |  |  | 1 | #VALUE! | #VALUE! | #VALUE! | #VALUE! | #VALUE! | #VALUE! | #VALUE! | #N/A | #VALUE! | #VALUE! | #VALUE! | #VALUE! | #VALUE! | #VALUE! | #VALUE! | #VALUE! | #VALUE! | #VALUE! | #VALUE! | #VALUE! | #VALUE! | #VALUE! | #VALUE! | #VALUE! | #VALUE! | #VALUE! | [5 empty] | 1 | #VALUE! | #VALUE! | #VALUE! | #VALUE! | #VALUE! | #VALUE! | #VALUE! | #N/A | #VALUE! | #VALUE! | #VALUE! | #VALUE! | #VALUE! | #VALUE! | #VALUE! | #VALUE! | #N/A | #VALUE! | #VALUE! | #VALUE! | #VALUE! | #VALUE! | #VALUE! | #VALUE! | #VALUE! | #N/A
[43 empty] | 0 | FALSE | FALSE |  |  |  |  | 1 | #VALUE! | #VALUE! | #VALUE! | #VALUE! | #VALUE! | #VALUE! | #VALUE! | #N/A | #VALUE! | #VALUE! | #VALUE! | #VALUE! | #VALUE! | #VALUE! | #VALUE! | #VALUE! | #VALUE! | #VALUE! | #VALUE! | #VALUE! | #VALUE! | #VALUE! | #VALUE! | #VALUE! | #VALUE! | #VALUE! | [5 empty] | 1 | #VALUE! | #VALUE! | #VALUE! | #VALUE! | #VALUE! | #VALUE! | #VALUE! | #N/A | #VALUE! | #VALUE! | #VALUE! | #VALUE! | #VALUE! | #VALUE! | #VALUE! | #VALUE! | #N/A | #VALUE! | #VALUE! | #VALUE! | #VALUE! | #VALUE! | #VALUE! | #VALUE! | #VALUE! | #N/A
[43 empty] | 0 | FALSE | FALSE |  |  |  |  | 1 | #VALUE! | #VALUE! | #VALUE! | #VALUE! | #VALUE! | #VALUE! | #VALUE! | #N/A | #VALUE! | #VALUE! | #VALUE! | #VALUE! | #VALUE! | #VALUE! | #VALUE! | #VALUE! | #VALUE! | #VALUE! | #VALUE! | #VALUE! | #VALUE! | #VALUE! | #VALUE! | #VALUE! | #VALUE! | #VALUE! | [5 empty] | 1 | #VALUE! | #VALUE! | #VALUE! | #VALUE! | #VALUE! | #VALUE! | #VALUE! | #N/A | #VALUE! | #VALUE! | #VALUE! | #VALUE! | #VALUE! | #VALUE! | #VALUE! | #VALUE! | #N/A | #VALUE! | #VALUE! | #VALUE! | #VALUE! | #VALUE! | #VALUE! | #VALUE! | #VALUE! | #N/A
[43 empty] | 0 | FALSE | FALSE |  |  |  |  | 1 | #VALUE! | #VALUE! | #VALUE! | #VALUE! | #VALUE! | #VALUE! | #VALUE! | #N/A | #VALUE! | #VALUE! | #VALUE! | #VALUE! | #VALUE! | #VALUE! | #VALUE! | #VALUE! | #VALUE! | #VALUE! | #VALUE! | #VALUE! | #VALUE! | #VALUE! | #VALUE! | #VALUE! | #VALUE! | #VALUE! | [5 empty] | 1 | #VALUE! | #VALUE! | #VALUE! | #VALUE! | #VALUE! | #VALUE! | #VALUE! | #N/A | #VALUE! | #VALUE! | #VALUE! | #VALUE! | #VALUE! | #VALUE! | #VALUE! | #VALUE! | #N/A | #VALUE! | #VALUE! | #VALUE! | #VALUE! | #VALUE! | #VALUE! | #VALUE! | #VALUE! | #N/A
[43 empty] | 0 | FALSE | FALSE |  |  |  |  | 1 | #VALUE! | #VALUE! | #VALUE! | #VALUE! | #VALUE! | #VALUE! | #VALUE! | #N/A | #VALUE! | #VALUE! | #VALUE! | #VALUE! | #VALUE! | #VALUE! | #VALUE! | #VALUE! | #VALUE! | #VALUE! | #VALUE! | #VALUE! | #VALUE! | #VALUE! | #VALUE! | #VALUE! | #VALUE! | #VALUE! | [5 empty] | 1 | #VALUE! | #VALUE! | #VALUE! | #VALUE! | #VALUE! | #VALUE! | #VALUE! | #N/A | #VALUE! | #VALUE! | #VALUE! | #VALUE! | #VALUE! | #VALUE! | #VALUE! | #VALUE! | #N/A | #VALUE! | #VALUE! | #VALUE! | #VALUE! | #VALUE! | #VALUE! | #VALUE! | #VALUE! | #N/A
[43 empty] | 0 | FALSE | FALSE |  |  |  |  | 1 | #VALUE! | #VALUE! | #VALUE! | #VALUE! | #VALUE! | #VALUE! | #VALUE! | #N/A | #VALUE! | #VALUE! | #VALUE! | #VALUE! | #VALUE! | #VALUE! | #VALUE! | #VALUE! | #VALUE! | #VALUE! | #VALUE! | #VALUE! | #VALUE! | #VALUE! | #VALUE! | #VALUE! | #VALUE! | #VALUE! | [5 empty] | 1 | #VALUE! | #VALUE! | #VALUE! | #VALUE! | #VALUE! | #VALUE! | #VALUE! | #N/A | #VALUE! | #VALUE! | #VALUE! | #VALUE! | #VALUE! | #VALUE! | #VALUE! | #VALUE! | #N/A | #VALUE! | #VALUE! | #VALUE! | #VALUE! | #VALUE! | #VALUE! | #VALUE! | #VALUE! | #N/A
[43 empty] | 0 | FALSE | FALSE |  |  |  |  | 1 | #VALUE! | #VALUE! | #VALUE! | #VALUE! | #VALUE! | #VALUE! | #VALUE! | #N/A | #VALUE! | #VALUE! | #VALUE! | #VALUE! | #VALUE! | #VALUE! | #VALUE! | #VALUE! | #VALUE! | #VALUE! | #VALUE! | #VALUE! | #VALUE! | #VALUE! | #VALUE! | #VALUE! | #VALUE! | #VALUE! | [5 empty] | 1 | #VALUE! | #VALUE! | #VALUE! | #VALUE! | #VALUE! | #VALUE! | #VALUE! | #N/A | #VALUE! | #VALUE! | #VALUE! | #VALUE! | #VALUE! | #VALUE! | #VALUE! | #VALUE! | #N/A | #VALUE! | #VALUE! | #VALUE! | #VALUE! | #VALUE! | #VALUE! | #VALUE! | #VALUE! | #N/A
[43 empty] | 0 | FALSE | FALSE |  |  |  |  | 1 | #VALUE! | #VALUE! | #VALUE! | #VALUE! | #VALUE! | #VALUE! | #VALUE! | #N/A | #VALUE! | #VALUE! | #VALUE! | #VALUE! | #VALUE! | #VALUE! | #VALUE! | #VALUE! | #VALUE! | #VALUE! | #VALUE! | #VALUE! | #VALUE! | #VALUE! | #VALUE! | #VALUE! | #VALUE! | #VALUE! | [5 empty] | 1 | #VALUE! | #VALUE! | #VALUE! | #VALUE! | #VALUE! | #VALUE! | #VALUE! | #N/A | #VALUE! | #VALUE! | #VALUE! | #VALUE! | #VALUE! | #VALUE! | #VALUE! | #VALUE! | #N/A | #VALUE! | #VALUE! | #VALUE! | #VALUE! | #VALUE! | #VALUE! | #VALUE! | #VALUE! | #N/A
[43 empty] | 0 | FALSE | FALSE |  |  |  |  | 1 | #VALUE! | #VALUE! | #VALUE! | #VALUE! | #VALUE! | #VALUE! | #VALUE! | #N/A | #VALUE! | #VALUE! | #VALUE! | #VALUE! | #VALUE! | #VALUE! | #VALUE! | #VALUE! | #VALUE! | #VALUE! | #VALUE! | #VALUE! | #VALUE! | #VALUE! | #VALUE! | #VALUE! | #VALUE! | #VALUE! | [5 empty] | 1 | #VALUE! | #VALUE! | #VALUE! | #VALUE! | #VALUE! | #VALUE! | #VALUE! | #N/A | #VALUE! | #VALUE! | #VALUE! | #VALUE! | #VALUE! | #VALUE! | #VALUE! | #VALUE! | #N/A | #VALUE! | #VALUE! | #VALUE! | #VALUE! | #VALUE! | #VALUE! | #VALUE! | #VALUE! | #N/A
[43 empty] | 0 | FALSE | FALSE |  |  |  |  | 1 | #VALUE! | #VALUE! | #VALUE! | #VALUE! | #VALUE! | #VALUE! | #VALUE! | #N/A | #VALUE! | #VALUE! | #VALUE! | #VALUE! | #VALUE! | #VALUE! | #VALUE! | #VALUE! | #VALUE! | #VALUE! | #VALUE! | #VALUE! | #VALUE! | #VALUE! | #VALUE! | #VALUE! | #VALUE! | #VALUE! | [5 empty] | 1 | #VALUE! | #VALUE! | #VALUE! | #VALUE! | #VALUE! | #VALUE! | #VALUE! | #N/A | #VALUE! | #VALUE! | #VALUE! | #VALUE! | #VALUE! | #VALUE! | #VALUE! | #VALUE! | #N/A | #VALUE! | #VALUE! | #VALUE! | #VALUE! | #VALUE! | #VALUE! | #VALUE! | #VALUE! | #N/A
[43 empty] | 0 | FALSE | FALSE |  |  |  |  | 1 | #VALUE! | #VALUE! | #VALUE! | #VALUE! | #VALUE! | #VALUE! | #VALUE! | #N/A | #VALUE! | #VALUE! | #VALUE! | #VALUE! | #VALUE! | #VALUE! | #VALUE! | #VALUE! | #VALUE! | #VALUE! | #VALUE! | #VALUE! | #VALUE! | #VALUE! | #VALUE! | #VALUE! | #VALUE! | #VALUE! | [5 empty] | 1 | #VALUE! | #VALUE! | #VALUE! | #VALUE! | #VALUE! | #VALUE! | #VALUE! | #N/A | #VALUE! | #VALUE! | #VALUE! | #VALUE! | #VALUE! | #VALUE! | #VALUE! | #VALUE! | #N/A | #VALUE! | #VALUE! | #VALUE! | #VALUE! | #VALUE! | #VALUE! | #VALUE! | #VALUE! | #N/A
[43 empty] | 0 | FALSE | FALSE |  |  |  |  | 1 | #VALUE! | #VALUE! | #VALUE! | #VALUE! | #VALUE! | #VALUE! | #VALUE! | #N/A | #VALUE! | #VALUE! | #VALUE! | #VALUE! | #VALUE! | #VALUE! | #VALUE! | #VALUE! | #VALUE! | #VALUE! | #VALUE! | #VALUE! | #VALUE! | #VALUE! | #VALUE! | #VALUE! | #VALUE! | #VALUE! | [5 empty] | 1 | #VALUE! | #VALUE! | #VALUE! | #VALUE! | #VALUE! | #VALUE! | #VALUE! | #N/A | #VALUE! | #VALUE! | #VALUE! | #VALUE! | #VALUE! | #VALUE! | #VALUE! | #VALUE! | #N/A | #VALUE! | #VALUE! | #VALUE! | #VALUE! | #VALUE! | #VALUE! | #VALUE! | #VALUE! | #N/A
[43 empty] | 0 | FALSE | FALSE |  |  |  |  | 1 | #VALUE! | #VALUE! | #VALUE! | #VALUE! | #VALUE! | #VALUE! | #VALUE! | #N/A | #VALUE! | #VALUE! | #VALUE! | #VALUE! | #VALUE! | #VALUE! | #VALUE! | #VALUE! | #VALUE! | #VALUE! | #VALUE! | #VALUE! | #VALUE! | #VALUE! | #VALUE! | #VALUE! | #VALUE! | #VALUE! | [5 empty] | 1 | #VALUE! | #VALUE! | #VALUE! | #VALUE! | #VALUE! | #VALUE! | #VALUE! | #N/A | #VALUE! | #VALUE! | #VALUE! | #VALUE! | #VALUE! | #VALUE! | #VALUE! | #VALUE! | #N/A | #VALUE! | #VALUE! | #VALUE! | #VALUE! | #VALUE! | #VALUE! | #VALUE! | #VALUE! | #N/A
[48 empty] | 0 | 0 | 1 | 0 | 0.94575 | 0.85064 | 0.94575 | 0.52501 | 0.42758 | 0.52501 | #N/A | #DIV/0! | 0 | #DIV/0! | #DIV/0! | #DIV/0! | #DIV/0! | #DIV/0! | #DIV/0! | #DIV/0! | #DIV/0! | 0 | #DIV/0! | #DIV/0! | #DIV/0! | #DIV/0! | #DIV/0! | #DIV/0! | #DIV/0! |  |  |  | 0 | 0 | 1 | 0 | 0.95961 | 0.87536 | 0.95961 | 0.55455 | 0.52236 | 0.55455 | #N/A | #DIV/0! | 0 | #DIV/0! | #DIV/0! | #DIV/0! | #DIV/0! | #DIV/0! | #DIV/0! | #N/A | #DIV/0! | 0 | #DIV/0! | #DIV/0! | #DIV/0! | #DIV/0! | #DIV/0! | #DIV/0! | #N/A
Unhide further data entry rows using grouping: First, deactivate worksheet protection. Next, unhide data entry lines by clicking on the grouping sign "+" (on the left). Do not forget to reactivate worksheet protection afterwards!

## Ventilation
Lueftung | Speicher1 |  | Var1
|  | Variants ▼ |  | -
|  |  | Variant calculation | Ventilation data | [10 empty] | EnerPHit with PHPP Version 9.3 | Error(s): | Warning(s):
|  |  | Ventilation | 23 / Climate: Hemsby / TFA: 95 m² / Heating: 26.6 kWh/(m²a) / Freq. overheating: 0 % / PER: 28.2 kWh/(m²a)
Active variant:
|  |  | 1- |  | Treated floor area ATFA |  |  |  | m² | 94.62 |  | ('Areas' worksheet)
[5 empty] | Room height h |  |  |  | m | 2.26 | 2.26 | [5 empty] | Please enter 2.5 m |  |  |  | Raumhöhe: Default |  |  | 2.5 | m
|  |  | Activate variant calculation with 'x': |  | Volume of ventilated space (ATFA*h) = |  |  | VV | m³ | 213.8412 |  | (Worksheet 'Annual heating')
Makro-Speicher
|  |  | Ventilation type: | Ventilation type
[5 empty] | Please select |  |  | 1-Balanced PH ventilation with HR | [12 empty] | Wärmebereitstellungsgrad: Default |  |  | 0.75
Infiltration air change rate
Wind protection coefficients e and f
[10 empty] | Several | One
[6 empty] | Coefficient e for wind protection class |  |  |  | side | side
[10 empty] | exposed | exposed
[6 empty] | No protection |  |  |  | 0.1 | 0.03
[6 empty] | Moderate protection |  |  |  | 0.07 | 0.02
[6 empty] | High protection |  |  |  | 0.04 | 0.01
[6 empty] | Coefficient f |  |  |  | 15 | 20
[10 empty] | For annual demand: | For heating load:
[5 empty] | Wind protection coefficient, e |  |  |  |  | 0.07 | 0.175
|  |  | Air change rate at pressurisation test (n50) |  | Wind protection coefficient, f |  |  |  |  | 15 | 15 | Net air volume for press. test | Vn50 | Air permeability | q50
[5 empty] | Air change rate at press. test |  |  | n50 | 1/h | 2.5 | 2.5 | 235.2253 | m³ | 1.9407 | m³/(hm²)
[10 empty] | For annual demand: | For heating load:
[5 empty] | Excess extract air |  |  |  | 1/h | 0 | 0
[5 empty] | Infiltration air change rate |  |  | nV,Rest | 1/h | 0.1925 | 0.48125
Selection of ventilation input - Results
PHPP offers two methods for dimensioning air quantities and choosing the ventilation unit. With "Standard data input for balanced ventilation", supply or extract air quantities for
residential buildings and parameters for ventilation systems with a maximum of 1 ventilation unit can be planned. Projects with up to 10 different ventilation units and air quantities
determined according to rooms or zones can be entered in the 'Addl vent' worksheet. Please select your design method here:
[9 empty] | Average |  | Extract air | Effective heat |  | Specific | Heat
[5 empty] | Ventilation unit / Heat recovery efficiency design |  |  |  | air flow | Average | excess | recovery |  | power | recovery
|  |  |  | x | Standard design |  |  | ('Ventilation' worksheet, see below) | rate | air change rate | (extract air system) | efficiency unit | Energy recovery | input | efficiency SHX | [8 empty] | Mittelwertbildung
[5 empty] | Multiple ventilation units, non-res |  |  | ('Addl vent' worksheet) | m³/h | 1/h | 1/h | [-] | [-] | Wh/m³ | [-] | [8 empty] | Kompakt
[9 empty] | 25.8974 | 0.12111 | 0 | 84.08% | N/A | 0.15 | 0% | [5 empty] | Wärmebereitstellungsgrad EWÜ |  |  | 0%
[12 empty] | Cooling degree |  |  | Efficiency SHX | [5 empty] | Effektiver Wärmebereitstellungsgrad |  |  | 84.08%
[14 empty] | h*SHX | 0% | [5 empty] | mittlerer Luftaustausch (m³/h) |  |  | 25.8974
[21 empty] | Kühlklima |  | 0
|  |  |  | Average interior humidity during winter operation | [18 empty] | elektrisch | hydraulisch | Grenztemperatur
|  |  |  | Jan | Feb | Mar | Apr | May | Jun | Jul | Aug | Sep | Oct | Nov | Dec | [5 empty] | Nutzenergie Frostschutz |  | 14.6433 | 0 | 2
|  |  |  | 51.1% | 50.66% | 53.61% | 56.55% | 64.63% | - | - | - | 76.46% | 66.49% | 58.37% | 52.22%
|  |  |  | Standard data input for balanced ventilation | [10 empty] | EnerPHit with PHPP Version 9.3
Dimensioning of ventilation system with only one ventilation unit
[6 empty] | Occupancy |  |  | m²/P | 41.2417
[6 empty] | Number of occupants |  |  | P | 2.2943
[6 empty] | Supply air per person |  |  | m³/(P*h) | 30
[6 empty] | Supply air requirement |  |  | m³/h | 68.8284 |  | Bathroom
[6 empty] | Extract air rooms |  |  |  | Kitchen | Bathroom | (shower only) | WC
[6 empty] | Quantity |  |  |  | 1 | 1
[6 empty] | Extract air requirement per room |  |  | m³/h | 60 | 40 | 20 | 20
[6 empty] | Total extract air requirement |  |  | m³/h | 100
Design air flow rate (maximum)
[5 empty] | Design air flow rate (maximum) |  |  |  | m³/h | 101 | Recommended: | 100 | m³/h
Average air change rate calculation
Factors referenced to
[5 empty] | Type of operation |  |  | Daily operation times |  | maximum |  | Air flow rate |  | Air change rate
[8 empty] | h/d |  |  |  | m³/h |  | 1/h
[5 empty] | maximum |  |  |  |  | 1 |  | 101 |  | 0.47231
[5 empty] | Standard |  |  | 8 |  | 0.76923 |  | 77.6923 |  | 0.36332
[5 empty] | Basic ventilation |  |  |  |  | 0.53846 |  | 54.3846 |  | 0.25432
|  |  |  | Average interior humidity during winter operation Feb: Minimum; Average interior humidity during winter operation Jul: 0.4; Average interior humidity during winter operation Sep: 40.4; Average interior humidity during winter operation Nov: 0.18893 |  | Utilisation time <> 24h
[12 empty] | Average air flow rate (m³/h) |  | Average air change rate (1/h)
|  |  |  | Average interior humidity during winter operation Jun: Average value; Average interior humidity during winter operation Jul: 0.25641; Average interior humidity during winter operation Sep: 25.8974; Average interior humidity during winter operation Nov: 0.12111 |  | Minimum air change rate of 0.3 1/h has not been achieved
Selection of ventilation unit with heat recovery
|  |  | Installation site ventilation unit | [20 empty] | Nebenrechnung Frostschutz
|  |  |  | Average interior humidity during winter operation Jan: Location of ventilation unit; Average interior humidity during winter operation Apr: 1-Inside thermal envelope | [8 empty] | Monatsmitteltemperaturen sortiert |  |  | Steigung Monatsmittel K/h | 0.0017502
[24 empty] | 1 | 4.912 |  | Jahresmittel °C | 10.562
|  |  |  | Average interior humidity during winter operation Jul: Heat recovery; Average interior humidity during winter operation Aug: Energy recovery; Average interior humidity during winter operation Sep: Specific; Average interior humidity during winter operation Oct: Application; Average interior humidity during winter operation Nov: Frost | [8 empty] | 2 | 5.212 |  | a | 2.8607
|  |  |  | Average interior humidity during winter operation Apr: Go to ventilation units list; Average interior humidity during winter operation Jul: efficiency; Average interior humidity during winter operation Sep: efficiency; Average interior humidity during winter operation Nov: power input | [8 empty] | 3 | 5.412 |  | a' | 4.0637
|  |  | Ventilation unit selection | Average interior humidity during winter operation Apr: 1-Sorting: LIKE LIST; Average interior humidity during winter operation Jul: Unit hWRG; Average interior humidity during winter operation Aug: hERV; Average interior humidity during winter operation Sep: [Wh/m³]; Average interior humidity during winter operation Oct: [m³/h] |  |  | Angaben WRG? | Angaben Abluft? | Angaben Kompakt? |  |  |  | 4 | 6.912 |  | b | 0.001621
|  |  |  | Average interior humidity during winter operation Jan: Ventilation unit selection; Average interior humidity during winter operation Apr: 01ud-Itho HRV ECO4; Average interior humidity during winter operation Jul: 0.88; Average interior humidity during winter operation Aug: N/A; Average interior humidity during winter operation Sep: 0.15; Average interior humidity during winter operation Oct: 50 - 325; Average interior humidity during winter operation Nov: N/A |  |  | 1 | 1 | TRUE |  |  |  | 5 | 7.612 |  | c | 2800
|  |  |  | Average interior humidity during winter operation Sep: Implementation of frost protection; Average interior humidity during winter operation Nov: 2-Elec. | [8 empty] | 6 | 9.012 |  | d | 275
|  |  |  | Average interior humidity during winter operation Feb: Conductivity outdoor air duct; Average interior humidity during winter operation May: Y; Average interior humidity during winter operation Jun: W/(mK); Average interior humidity during winter operation Jul: 0.33146; Average interior humidity during winter operation Sep: Limit temperature [°C]; Average interior humidity during winter operation Nov: 2 |  |  | Frostschutz | elektrisch | hydraulisch |  |  |  | 7 | 11.312 |  | Schnittpunkt unterer Ast
|  |  |  | Average interior humidity during winter operation Feb: Length of outdoor air duct; Average interior humidity during winter operation Jun: m; Average interior humidity during winter operation Jul: 0.6; Average interior humidity during winter operation Sep: Useful energy [kWh/a]; Average interior humidity during winter operation Nov: 14.6433 |  |  | Nutzenergie | 14.6433 | 0 |  |  |  | 8 | 12.112 |  | p | 1548.1654
|  |  |  | Average interior humidity during winter operation Feb: Conductivity exhaust air duct; Average interior humidity during winter operation May: Y; Average interior humidity during winter operation Jun: W/(mK); Average interior humidity during winter operation Jul: 0.33146 | [8 empty] | 9 | 14.912 |  | q | -1377260.6061
|  |  |  | Average interior humidity during winter operation Feb: Length of exhaust air duct; Average interior humidity during winter operation Jun: m; Average interior humidity during winter operation Jul: 0.6; Average interior humidity during winter operation Sep: Room temperature (°C); Average interior humidity during winter operation Nov: 20 | [8 empty] | 10 | 15.212 |  | x+ | 631.7852
|  |  |  | Average interior humidity during winter operation Feb: Temperature of mechanical services room; Average interior humidity during winter operation Jun: °C; Average interior humidity during winter operation Sep: Avg. ambient temp. heat. period (°C); Average interior humidity during winter operation Nov: 7.4447 | [8 empty] | 11 | 16.712 |  | Schnittpunkt oberer Ast
|  |  |  | Average interior humidity during winter operation Feb: (Enter only if the central unit is outside of the thermal envelope); Average interior humidity during winter operation Sep: Avg. ground temp (°C); Average interior humidity during winter operation Nov: 11.562 | [8 empty] | 12 | 17.412 |  | p | -8503.9962
[27 empty] | q | -6525000.6149
|  |  |  | Average interior humidity during winter operation Jan: Effective heat recovery efficiency; Average interior humidity during winter operation May: hHR,eff; Average interior humidity during winter operation Jul: 84.08% | [11 empty] | x- | -708.2931
[27 empty] | Lösung gesamt | 631.7852
|  |  |  | Average interior humidity during winter operation Jan: Effective heat recovery efficiency subsoil heat exchanger | [11 empty] | Integral HGT [Kh] | 1713.4337
|  |  |  | Average interior humidity during winter operation Mar: SHX efficiency; Average interior humidity during winter operation Jun: h*SHX | [11 empty] | Minimaltemperatur °C | -6.1181
|  |  |  | Average interior humidity during winter operation Mar: Heat recovery efficiency SHX; Average interior humidity during winter operation Jun: hSHX; Average interior humidity during winter operation Jul: 0% | [11 empty] | max. Temperaturdifferenz [K] | 8.1181
[27 empty] | P Frostschutz [W] | 69.3784
|  |  |  | Average interior humidity during winter operation Feb: Secondary calculation; Average interior humidity during winter operation Aug: Secondary calculation | [11 empty] | Betriebsstunden [kh/a] | 0.21106
|  |  |  | Average interior humidity during winter operation Feb: Y-value supply or outdoor air duct; Average interior humidity during winter operation Aug: Y-value extract or exhaust air duct | [6 empty] | Hilfsgröße R' | 6.2859 |  |  | Hilfsgröße R' | 6.2859
|  |  |  | Average interior humidity during winter operation Apr: Nominal width:; Average interior humidity during winter operation May: 150; Average interior humidity during winter operation Jun: mm; Average interior humidity during winter operation Sep: Nominal width:; Average interior humidity during winter operation Oct: 150; Average interior humidity during winter operation Nov: mm | [6 empty] | Nebenrechnung (Iteration): |  |  |  | Nebenrechnung (Iteration):
|  |  |  | Average interior humidity during winter operation Apr: Insulation thickness:; Average interior humidity during winter operation May: 40; Average interior humidity during winter operation Jun: mm; Average interior humidity during winter operation Sep: Insulation thickness:; Average interior humidity during winter operation Oct: 40; Average interior humidity during winter operation Nov: mm | [6 empty] | a- Näherung | 8 | W/(m²K) |  | a- Näherung | 8 | W/(m²K)
[22 empty] | k*-Näherung | 0.33929 | W/(mK) |  | k*-Näherung | 0.33929 | W/(mK)
|  |  |  | Average interior humidity during winter operation Apr: Reflective coating?; Average interior humidity during winter operation Jun: Yes; Average interior humidity during winter operation Sep: Reflective coating?; Average interior humidity during winter operation Nov: yes | [6 empty] | OberflächentemperaturDiff_Näh | 0.73693 | K |  | OberflächentemperaturDiff_Näh | 0.73693 | K
|  |  |  | Average interior humidity during winter operation May: x; Average interior humidity during winter operation Jun: No; Average interior humidity during winter operation Oct: x; Average interior humidity during winter operation Nov: no | [6 empty] | a- Näherung | 5.5434 | W/(m²K) |  | a- Näherung | 5.5434 | W/(m²K)
[22 empty] | k*-Näherung | 0.33069 | W/(mK) |  | k*-Näherung | 0.33069 | W/(mK)
|  |  |  | Average interior humidity during winter operation Apr: Thermal conductivity; Average interior humidity during winter operation May: 0.034; Average interior humidity during winter operation Jun: W/(mK); Average interior humidity during winter operation Sep: Thermal conductivity; Average interior humidity during winter operation Oct: 0.034; Average interior humidity during winter operation Nov: W/(mK) | [6 empty] | OberflächentemperaturDiff_Näh | 1.0365 | K |  | OberflächentemperaturDiff_Näh | 1.0365 | K
|  |  |  | Average interior humidity during winter operation Apr: Nominal air flow rate; Average interior humidity during winter operation May: 25.8974; Average interior humidity during winter operation Jun: m³/h; Average interior humidity during winter operation Sep: Nominal air flow rate; Average interior humidity during winter operation Oct: 25.8974; Average interior humidity during winter operation Nov: m³/h | [6 empty] | a- Näherung | 5.7195 | W/(m²K) |  | a- Näherung | 5.7195 | W/(m²K)
[22 empty] | k*-Näherung | 0.33153 | W/(mK) |  | k*-Näherung | 0.33153 | W/(mK)
|  |  |  | Average interior humidity during winter operation Apr: DJ; Average interior humidity during winter operation May: 12.5553; Average interior humidity during winter operation Jun: K; Average interior humidity during winter operation Sep: DJ; Average interior humidity during winter operation Oct: 12.5553; Average interior humidity during winter operation Nov: K | [6 empty] | OberflächentemperaturDiff_Näh | 1.0072 | K |  | OberflächentemperaturDiff_Näh | 1.0072 | K
|  |  |  | Average interior humidity during winter operation Apr: Exterior duct diameter; Average interior humidity during winter operation May: 0.15; Average interior humidity during winter operation Jun: m; Average interior humidity during winter operation Sep: Exterior duct diameter; Average interior humidity during winter operation Oct: 0.15; Average interior humidity during winter operation Nov: m | [6 empty] | a- Näherung | 5.7039 | W/(m²K) |  | a- Näherung | 5.7039 | W/(m²K)
|  |  |  | Average interior humidity during winter operation Apr: Exterior diameter; Average interior humidity during winter operation May: 0.23; Average interior humidity during winter operation Jun: m; Average interior humidity during winter operation Sep: Exterior diameter; Average interior humidity during winter operation Oct: 0.23; Average interior humidity during winter operation Nov: m | [6 empty] | k*-Näherung | 0.33146 | W/(mK) |  | k*-Näherung | 0.33146 | W/(mK)
|  |  |  | Average interior humidity during winter operation Apr: a-Interior; Average interior humidity during winter operation May: 2.7435; Average interior humidity during winter operation Jun: W/(m²K); Average interior humidity during winter operation Sep: a-Interior; Average interior humidity during winter operation Oct: 2.7435; Average interior humidity during winter operation Nov: W/(m²K) | [6 empty] | OberflächentemperaturDiff_Näh | 1.0097 | K |  | OberflächentemperaturDiff_Näh | 1.0097 | K
|  |  |  | Average interior humidity during winter operation Apr: a-Surface; Average interior humidity during winter operation May: 5.7051; Average interior humidity during winter operation Jun: W/(m²K); Average interior humidity during winter operation Sep: a-Surface; Average interior humidity during winter operation Oct: 5.7051; Average interior humidity during winter operation Nov: W/(m²K) | [6 empty] | a- Näherung | 5.7052 | W/(m²K) |  | a- Näherung | 5.7052 | W/(m²K)
|  |  |  | Average interior humidity during winter operation Apr: Y-value; Average interior humidity during winter operation May: 0.33146; Average interior humidity during winter operation Jun: W/(mK); Average interior humidity during winter operation Sep: Y-value; Average interior humidity during winter operation Oct: 0.33146; Average interior humidity during winter operation Nov: W/(mK) | [6 empty] | k*-Näherung | 0.33146 | W/(mK) |  | k*-Näherung | 0.33146 | W/(mK)
|  |  |  | Average interior humidity during winter operation Apr: Surface temperature difference; Average interior humidity during winter operation May: 1.0095; Average interior humidity during winter operation Jun: K; Average interior humidity during winter operation Sep: Surface temperature difference; Average interior humidity during winter operation Oct: 1.0095; Average interior humidity during winter operation Nov: K | [6 empty] | OberflächentemperaturDiff_Näh | 1.0095 | K |  | OberflächentemperaturDiff_Näh | 1.0095 | K
[22 empty] | Nebenrechnung für Wärmeübergang innen |  |  |  | Nebenrechnung für Wärmeübergang innen
[22 empty] | w | 0.40708 | m/s |  | w | 0.40708 | m/s
[22 empty] | Re | 4412.0156 | - |  | Re | 4412.0156 | -
[22 empty] | Nusselt | 16.5174 | - |  | Nusselt | 16.5174 | -
Nebenrechnung Wärmebereitstellungsgrad
[27 empty] | Reduktionsfaktor Frostschutz | 1
[26 empty] | Außenaufstellung | Tau | 7.4447 | °C
[27 empty] | Tab | 19.54 | °C
[27 empty] | Tzu | 18.0885 | °C
[27 empty] | Tzu' | 17.6724 | °C
[26 empty] | Innenaufstellung | Tau | 7.7335 | °C
[27 empty] | Tfo | 9.66 | °C
[27 empty] | Tfo' | 9.8978 | °C
[27 empty] | Pel | 3.8846 | W
Note on N27: Limiting value for Passive Houses: 0.6 1/h.
Note on N58: Typical values: Dwellings 30 School + day-care 15-20 Sports hall 60
Note on N65: Generally, this is the maximum requirement for supply and extract air. The design airflow volume must be at least able to cover the extract air requirement. Multiplication with the average of the 'Factors Referenced to Maximum' as calculated below, results in an average air change rate, which should not be smaller than 0.3 air changes per hour for hygienic reasons. Please note that excessive air change rates may lead to overly indoor air.
Note on N94: If the device is located outside or in a well-ventilated room outside of the thermal building envelope, then the average outdoor temperature during the heating period (cell on the right) can be adopted here.
Note on N100: An ideal SHX would provide air with the same temperature as the annual average ground temperature. Its efficiency would be 100 %. For design of subsoil heat exchangers see e.g. the PH Luft program (download from www.passivehouse.com)
Note on O8: Residential buildings: In order to better compare the different air exchange rates in dwellings, please enter height of 2.50 m. Non-residential buildings: enter actual height.

## Addl vent
ZusatzLueftung
-
| Extended input for balanced ventilation (at the moment this worksheet is inactive. Calculation takes place in the 'Ventilation' worksheet.) | [23 empty] | EnerPHit with PHPP Version 9.3 | [5 empty] | Error(s): | Warning
23 / Climate: Hemsby / TFA: 95 m² / Heating: 26.6 kWh/(m²a) / Freq. overheating: 0 % / PER: 28.2 kWh/(m²a)
Planning ventilation systems with multiple ventilation units
Results of ventilation design and unit selection:
|  | Ventilation unit / Heat recovery efficiency design | [8 empty] | Venti- | Description |  | Design |  | Annual average value |  |  |  | Effective heat |  | Energy | Spec. | Heat recov.
|  |  | In Ventilation sheet (standard design) |  |  | x | ('Ventilation' worksheet) |  |  |  | lation | of the unit |  | VSUP | VETA | VSUP | VETA | Air ch.rt. |  | recovery efficiency |  | recovery | input | efficiency
|  |  | In 'Addl vent worksheet (this worksheet) |  |  | 0 | (Addl vent) |  |  |  | unit no. |  |  | m³/h | m³/h | m³/h | m³/h | 1/h |  |  |  | efficiency | power | SHX | [11 empty] | Eingaben vollständig
[11 empty] | 1 | [6 empty] | --- | [17 empty] | TRUE | TRUE
|  | Treated floor area ATFA |  |  | m² | 94.62 | ('Areas' worksheet) |  |  |  | 2 | [6 empty] | --- | [17 empty] | TRUE | TRUE
|  | Room height h |  |  | m | 2.26 | (Worksheet 'Annual heating') |  |  |  | 3 | [6 empty] | --- | [17 empty] | TRUE | TRUE
|  | Room air volume for ventilation (ATFA*h) = VV |  |  | m³ | 213.8412 | (Worksheet 'Annual heating') |  |  |  | 4 | [6 empty] | --- | [17 empty] | TRUE | TRUE
|  | Number of occupants |  |  | P | 2.2943 | ('Ventilation' worksheet) |  |  |  | 5 | [6 empty] | --- | [17 empty] | TRUE | TRUE
|  | Room temperature |  |  | °C | 20 | (Worksheet 'Annual heating') |  |  |  | 6 | [6 empty] | --- | [17 empty] | TRUE | TRUE
|  | Average external temp. heating period |  |  | °C | 7.4447 | ('Ventilation' worksheet) |  |  |  | 7 | [6 empty] | --- | [17 empty] | TRUE | TRUE
|  | Average ground temp. |  |  | °C | 11.562 | ('Ground' worksheet) |  |  |  | 8 | [6 empty] | --- | [17 empty] | TRUE | TRUE
|  | Length of the heating period |  |  | d/a | 206.7141 | ('Heating' worksheet) |  |  |  | 9 | [6 empty] | --- | [17 empty] | TRUE | TRUE
|  | Ventilation type |  |  |  | 1-Balanced PH ventilation with HR | ('Ventilation' worksheet) |  |  |  | 10 | [6 empty] | --- | [17 empty] | TRUE | TRUE
Result for overall vent. syst.
Recommendations for dimensioning air quantities
Use of low odour and low VOCs building materials/furnishings:
It is strongly recommended to use building materials that cause no or very low VOCs/odours instead of increasing the outdoor air volume in order to clear the air.
This holds true independently from the chosen approach to determine air quality; emissions of all sources in the room should be considered, e.g. furniture, carpets and ventilation or air-conditioning unit.
Assessment of volume flow rates according to the number of persons
Also in non-residential buildings, the number of persons is fundamentally important for assessing the volume air flow rates. For good indoor air quality volumes between 20 to 30 m³/h/person are sufficient.
Higher outdoor air amounts may lead to excessively dry indoor air in winter. The air flow rates are specified by classification according to EN 13779. The classification must be agreed with the client in advance.
IDA 3 is adequate for office buildings. IDA 4 has proven satisfactory for school buildings as flushing ventilation is carried out during breaks anyway. For typical outdoor air CO2 concentrations of around 400-500 ppm,
it is possible to comply even with 1500 ppm. Exceeding this figure temporarily is permissible.
Outdoor air flow rates per person:
- Recommended for residential buildings: around 30 m³/(h person)
- Recommended for offices and similar uses: around 30 m³/(h person) (AMEV: 28 m³/(h person); EN 13779 / IDA 3: at least 24 m³/(h person))
- Recommended for schools and day care centres: 15 to 20 m³/(h person) (Source: Guidelines for energy-efficient educational buildings, Passive House Institute, 2010)
- Recommendation for sport halls: 60 m³/(h person) (DIN 18032-1)
Flushing phase for intermittent ventilation operation
In case the ventilation is to be used intermittently (turned off at night), then it should be flushed in the morning, approx. 1 to 2 hours before building is occupied. This should be done in order to refresh air from
emissions such as VOCs. Flushing the building causes that the ventilation system works for a longer period (utilisation time + flushing phase). Please consider this at design stage.
Dimensioning of air quantities
When dimensioning the air quantities, please consider the design recommendations given above.
The operation period of the ventilation can be determined on the basis of daily utilisation hours, including flushing phase if applicable. In addition, time periods with reduced ventilation requirements
(operation modes) can be taken into account by means of reduction factors.
| Room | Amount | Room name | Allocation to | Area | Clear height | Room vol. | Volume flow per room |  |  | Air chng. rt. | Utilisation times |  | Duration | Reduction | Operation | Reduction | Operation | Reduction | Operation | Annual average value: |  |  |  |  | Total | Total | Design volume air flow | [9 empty] | mittlerer Volumenstrom in Betriebszeit |  | Eingabe | Eingabe | Eingabe | Raum belüftet
| no. | a |  | ventilation unit | A | h | A x h | VSUP | VETA | VTRANS | per room n | h/d | d/week | of holidays | factor 1 | red. 1 | factor 2 | red. 2 | factor 3 | red. 3 | VSUP | VETA | VTRANS | Change rate |  | area | room vol. | VSUP | VETA | [7 empty] | Nutzungs | Vzu | Vab | Zuordnung Lüftungsgerät | Ferien | Zeitanteil
|  |  |  | (No.) | m² | m | m³ | m³/h | m³/h | m³/h | 1/h | h | d | d | [6 empty] | m³/h | m³/h | m³/h | 1/h |  | m² | m³ | m³/h | m³/h | [6 empty] | Ist Zeile benutzt? | -faktor |  |  | ok | ok | ok
| 1 | [13 empty] | 100% | 100% | [19 empty] | FALSE | 0 |  |  | FALSE | 1 | 1 | FALSE
| 2 | [13 empty] | 100% | 100% | [19 empty] | FALSE | 0 |  |  | FALSE | 1 | 1 | FALSE
| 3 | [13 empty] | 100% | 100% | [19 empty] | FALSE | 0 |  |  | FALSE | 1 | 1 | FALSE
| 4 | [13 empty] | 100% | 100% | [19 empty] | FALSE | 0 |  |  | FALSE | 1 | 1 | FALSE
| 5 | [13 empty] | 100% | 100% | [19 empty] | FALSE | 0 |  |  | FALSE | 1 | 1 | FALSE
| 6 | [13 empty] | 100% | 100% | [19 empty] | FALSE | 0 |  |  | FALSE | 1 | 1 | FALSE
| 7 | [13 empty] | 100% | 100% | [19 empty] | FALSE | 0 |  |  | FALSE | 1 | 1 | FALSE
| 8 | [13 empty] | 100% | 100% | [19 empty] | FALSE | 0 |  |  | FALSE | 1 | 1 | FALSE
| 9 | [13 empty] | 100% | 100% | [19 empty] | FALSE | 0 |  |  | FALSE | 1 | 1 | FALSE
| 10 | [13 empty] | 100% | 100% | [19 empty] | FALSE | 0 |  |  | FALSE | 1 | 1 | FALSE
| 11 | [13 empty] | 100% | 100% | [19 empty] | FALSE | 0 |  |  | FALSE | 1 | 1 | FALSE
| 12 | [13 empty] | 100% | 100% | [19 empty] | FALSE | 0 |  |  | FALSE | 1 | 1 | FALSE
| 13 | [13 empty] | 100% | 100% | [19 empty] | FALSE | 0 |  |  | FALSE | 1 | 1 | FALSE
| 14 | [13 empty] | 100% | 100% | [19 empty] | FALSE | 0 |  |  | FALSE | 1 | 1 | FALSE
| 15 | [13 empty] | 100% | 100% | [19 empty] | FALSE | 0 |  |  | FALSE | 1 | 1 | FALSE
| 16 | [13 empty] | 100% | 100% | [19 empty] | FALSE | 0 |  |  | FALSE | 1 | 1 | FALSE
| 17 | [13 empty] | 100% | 100% | [19 empty] | FALSE | 0 |  |  | FALSE | 1 | 1 | FALSE
| 18 | [13 empty] | 100% | 100% | [19 empty] | FALSE | 0 |  |  | FALSE | 1 | 1 | FALSE
| 19 | [13 empty] | 100% | 100% | [19 empty] | FALSE | 0 |  |  | FALSE | 1 | 1 | FALSE
| 20 | [13 empty] | 100% | 100% | [19 empty] | FALSE | 0 |  |  | FALSE | 1 | 1 | FALSE
| 21 | [13 empty] | 100% | 100% | [19 empty] | FALSE | 0 |  |  | FALSE | 1 | 1 | FALSE
| 22 | [13 empty] | 100% | 100% | [19 empty] | FALSE | 0 |  |  | FALSE | 1 | 1 | FALSE
| 23 | [13 empty] | 100% | 100% | [19 empty] | FALSE | 0 |  |  | FALSE | 1 | 1 | FALSE
| 24 | [13 empty] | 100% | 100% | [19 empty] | FALSE | 0 |  |  | FALSE | 1 | 1 | FALSE
| 25 | [13 empty] | 100% | 100% | [19 empty] | FALSE | 0 |  |  | FALSE | 1 | 1 | FALSE
| 26 | [13 empty] | 100% | 100% | [19 empty] | FALSE | 0 |  |  | FALSE | 1 | 1 | FALSE
| 27 | [13 empty] | 100% | 100% | [19 empty] | FALSE | 0 |  |  | FALSE | 1 | 1 | FALSE
| 28 | [13 empty] | 100% | 100% | [19 empty] | FALSE | 0 |  |  | FALSE | 1 | 1 | FALSE
| 29 | [13 empty] | 100% | 100% | [19 empty] | FALSE | 0 |  |  | FALSE | 1 | 1 | FALSE
| 30 | [13 empty] | 100% | 100% | [19 empty] | FALSE | 0 |  |  | FALSE | 1 | 1 | FALSE
|  | Additional lines: Please mark complete lines above, copy and paste multiple times | [20 empty] | ---
Ventilation unit selection
Up to 10 different ventilation units are considered. By changing the amount, identical units can be considered. The data from PHI certified ventilation units
as well as the entry data lines for user data for other ventilation units can also be found in the worksheet 'Components'. When choosing to use a compact unit the standard design in the 'Ventilation' worksheet has to be used.
Go to ventilation units list
| Venti- | Quan- | Description of | Selection of | Design vol. | Application range for |  | Electrical | Pressure loss calculation |  |  | Application range |  | Interior | Exterior | Heat recovery |  | Energy | Frost | Subsoil HX |  | Frost protection (electr. / hydr.) |  |  |  | Design |  | Annual average value |  | Average value
| lation | tity | ventilation units | type of ventilation | flow | volume flow rate |  | efficiency | ODA-SUP | ETA-EHA | Additional | per line | Subtraction | location | location | efficiency |  | recovery | protection | Efficiency | Effective | Tipe | Limit | Useful |  | volume flow rate |  |  |  | in use
| unit no. |  |  | unit | per unit | from | to |  | DpDuct | DpDuct | DpIntern | DpExternal | DpIntern | (x) | (x) | Unit | Effective | efficiency | necessary | of heat | efficiency of | perature | temperature | VSUP |  | VETA | VSUP | VETA | Wh/m³ | [24 empty] | Nebenrechnung Frostschutz | [7 empty] | Nutzenergie | Nutzenergie
|  | [-] |  |  | m³/h | m³/h | m³/h | Pa | Pa | Pa | Pa | Pa | degree |  |  | [-] | [-] | [-] |  | recovery | heat recovery |  | °C | kWh/a |  | m³/h | m³/h | m³/h | m³/h | m³/h | [8 empty] | Außenaufstellung | [14 empty] | Monatsmitteltemperaturen sortiert |  |  | Steigung Monatsmittel K/h | 0.0017502 |  | P Frostschutz | Betriebsstunden | elektrisch | Wärmeversorgung | Grenztemp. |  | Schnittpunkt unterer Ast |  |  |  | Schnittpunkt oberer Ast
|  |  |  | Change sorting type | [31 empty] | Koeff1 | Koeff2 | Pel | Tzu' | Reduktionsfaktor Frostschutz | mittlerer Volumenstrom in Betriebszeit | Kontrolle |  |  |  | Gerät wird verwendet? | Eingabe Kompakt | Kompaktgerät | Kontrolle Eingabe Kanäle zw. Lüftungsgerät und Hülle | Anzahl, Bez.+Auswahl? | Summe Druck | Eingabe Grenztemperatur | Frostschutz ok? | 1 | 4.912 |  | Jahresmittel °C | 10.562 |  | W | kh/a |  |  |  |  | p | q | x+ |  | p | q | x- | Lösung gesamt | Integral HGT [Kh] | Minimaltemperatur °C | max. Temperaturdifferenz [K]
| 1 | [20 empty] | 2-elektr. |  | 0 |  | 0 | 0 | 0 | 0 | 0 | [5 empty] | 1 | 1 | #VALUE! | #VALUE! | 1 | 0 | 0 |  |  |  | 0 | FALSE | 0 | 0 | FALSE | FALSE | 1 | TRUE | 2 | 5.212 |  | a | 2.8607 |  | 0 | 0.12723 | 0 | 0 |  |  | 2782.009 | -1037953.6056 | 333.1901 |  | -7270.1525 | -17672777.8842 | -1922.4913 | 333.1901 | 778.433 | -6.1181 | 6.1181
| 2 | [20 empty] | 2-elektr. |  | 0 |  | 0 | 0 | 0 | 0 | 0 | [5 empty] | 1 | 1 | #VALUE! | #VALUE! | 1 | 0 | 0 |  |  |  | 0 | FALSE | 0 | 0 | FALSE | FALSE | 1 | TRUE | 3 | 5.412 |  | a' | 4.0637 |  | 0 | 0.12723 | 0 | 0 |  |  | 2782.009 | -1037953.6056 | 333.1901 |  | -7270.1525 | -17672777.8842 | -1922.4913 | 333.1901 | 778.433 | -6.1181 | 6.1181
| 3 | [20 empty] | 2-elektr. |  | 0 |  | 0 | 0 | 0 | 0 | 0 | [5 empty] | 1 | 1 | #VALUE! | #VALUE! | 1 | 0 | 0 |  |  |  | 0 | FALSE | 0 | 0 | FALSE | FALSE | 1 | TRUE | 4 | 6.912 |  | b | 0.001621 |  | 0 | 0.12723 | 0 | 0 |  |  | 2782.009 | -1037953.6056 | 333.1901 |  | -7270.1525 | -17672777.8842 | -1922.4913 | 333.1901 | 778.433 | -6.1181 | 6.1181
| 4 | [20 empty] | 2-elektr. |  | 0 |  | 0 | 0 | 0 | 0 | 0 | [5 empty] | 1 | 1 | #VALUE! | #VALUE! | 1 | 0 | 0 |  |  |  | 0 | FALSE | 0 | 0 | FALSE | FALSE | 1 | TRUE | 5 | 7.612 |  | c | 2800 |  | 0 | 0.12723 | 0 | 0 |  |  | 2782.009 | -1037953.6056 | 333.1901 |  | -7270.1525 | -17672777.8842 | -1922.4913 | 333.1901 | 778.433 | -6.1181 | 6.1181
| 5 | [20 empty] | 2-elektr. |  | 0 |  | 0 | 0 | 0 | 0 | 0 | [5 empty] | 1 | 1 | #VALUE! | #VALUE! | 1 | 0 | 0 |  |  |  | 0 | FALSE | 0 | 0 | FALSE | FALSE | 1 | TRUE | 6 | 9.012 |  | d | 275 |  | 0 | 0.12723 | 0 | 0 |  |  | 2782.009 | -1037953.6056 | 333.1901 |  | -7270.1525 | -17672777.8842 | -1922.4913 | 333.1901 | 778.433 | -6.1181 | 6.1181
| 6 | [20 empty] | 2-elektr. |  | 0 |  | 0 | 0 | 0 | 0 | 0 | [5 empty] | 1 | 1 | #VALUE! | #VALUE! | 1 | 0 | 0 |  |  |  | 0 | FALSE | 0 | 0 | FALSE | FALSE | 1 | TRUE | 7 | 11.312 |  |  |  |  | 0 | 0.12723 | 0 | 0 |  |  | 2782.009 | -1037953.6056 | 333.1901 |  | -7270.1525 | -17672777.8842 | -1922.4913 | 333.1901 | 778.433 | -6.1181 | 6.1181
| 7 | [20 empty] | 2-elektr. |  | 0 |  | 0 | 0 | 0 | 0 | 0 | [5 empty] | 1 | 1 | #VALUE! | #VALUE! | 1 | 0 | 0 |  |  |  | 0 | FALSE | 0 | 0 | FALSE | FALSE | 1 | TRUE | 8 | 12.112 |  |  |  |  | 0 | 0.12723 | 0 | 0 |  |  | 2782.009 | -1037953.6056 | 333.1901 |  | -7270.1525 | -17672777.8842 | -1922.4913 | 333.1901 | 778.433 | -6.1181 | 6.1181
| 8 | [20 empty] | 2-elektr. |  | 0 |  | 0 | 0 | 0 | 0 | 0 | [5 empty] | 1 | 1 | #VALUE! | #VALUE! | 1 | 0 | 0 |  |  |  | 0 | FALSE | 0 | 0 | FALSE | FALSE | 1 | TRUE | 9 | 14.912 |  |  |  |  | 0 | 0.12723 | 0 | 0 |  |  | 2782.009 | -1037953.6056 | 333.1901 |  | -7270.1525 | -17672777.8842 | -1922.4913 | 333.1901 | 778.433 | -6.1181 | 6.1181
| 9 | [20 empty] | 2-elektr. |  | 0 |  | 0 | 0 | 0 | 0 | 0 | [5 empty] | 1 | 1 | #VALUE! | #VALUE! | 1 | 0 | 0 |  |  |  | 0 | FALSE | 0 | 0 | FALSE | FALSE | 1 | TRUE | 10 | 15.212 |  |  |  |  | 0 | 0.12723 | 0 | 0 |  |  | 2782.009 | -1037953.6056 | 333.1901 |  | -7270.1525 | -17672777.8842 | -1922.4913 | 333.1901 | 778.433 | -6.1181 | 6.1181
| 10 | [20 empty] | 2-elektr. |  | 0 |  | 0 | 0 | 0 | 0 | 0 | [5 empty] | 1 | 1 | #VALUE! | #VALUE! | 1 | 0 | 0 |  |  |  | 0 | FALSE | 0 | 0 | FALSE | FALSE | 1 | TRUE | 11 | 16.712 |  |  |  |  | 0 | 0.12723 | 0 | 0 |  |  | 2782.009 | -1037953.6056 | 333.1901 |  | -7270.1525 | -17672777.8842 | -1922.4913 | 333.1901 | 778.433 | -6.1181 | 6.1181
[23 empty] | Total (directly electric) | 0 | [17 empty] | Mittel EWÜ Kompakt | [10 empty] | TRUE | 12 | 17.412
[23 empty] | Total (hydraulic and heat generator) | 0 | [17 empty] | Mittel WRG effekt | [19 empty] | max Grenztemperatur |  | 0
| Data entries for duct sections between the ventilation unit and the thermal envelope | [40 empty] | mittlerer Volumenstrom
|  | The duct sections between the ventilation unit and the thermal envelope should be as short as possible and should be well insulated, whether the ventilation unit is located indoors | [39 empty] | mittlerer Volumenstrom (ein Kompaktgerät)
|  | or outdoors. The dimensions of these duct sections can be entered here. The heat losses of the overlying duct sections will be considered for the effective heat recovery efficiency. | [39 empty] | Anzahl
One section of a duct entered here may also be used for multiple ventilation units.
If in the section "Ventilation unit - selection" (above) a ventilation unit is selected as multiple units (amount larger than 1 for identical units), then the corresponding duct sections may simply
be entered (duct sections for one ventilation unit).
|  |  | Temperature of installation location |  | (only enter when at least one unit is installed outside of the thermal envelope)
|  | Quan- | Round | Rectangular duct |  | Insulation | Thermal | Reflective | Duct | Length of | Outdoor | Exhaust | Duct type | Design | Assignment to ventilation unit (enter 1 for the corresponding ventilation unit)
|  | tity | duct ins. |  |  | thickness | conducti- | insulation | transmit- | supply air | or | or extract |  | volume | Vent. | Vent. | Vent. | Vent. | Vent. | Vent. | Vent. | Vent. | Vent. | Vent.
|  |  | diameter | Width | Height |  | vity | duct | tance | duct | supply air | air |  | rate | unit 1 | unit 2 | unit 3 | unit 4 | unit 5 | unit 6 | unit 7 | unit 8 | unit 9 | unit 10
|  |  | mm | mm | mm | mm | W/(m K) | (x) | W/(m K) | m | duct (1) | duct (1)
Volumenstrom Ausleg.
[14 empty] | Volumenstrom Mittelw. In Betrieb | 0 | 0 | 0 | 0 | 0 | 0 | 0 | 0 | 0 | 0
[14 empty] | Innenaufstellung | 0 | 0 | 0 | 0 | 0 | 0 | 0 | 0 | 0 | 0 | [14 empty] | Volumen- |  |  |  | Übernahme | Übernahme
[14 empty] | Außenaufstelung | 0 | 0 | 0 | 0 | 0 | 0 | 0 | 0 | 0 | 0 | [14 empty] | strom | Kanaltyp | D_Näherung | Dhydraulisch | Nennweite | Nusselt | DJ | Rohrdurchmesser außen | Außendurchmesser | a-innen | a-Oberfläche | Y-Wert | Oberflächentemperatur-Differenz | a- Näherung | k*-Näherung | OberflächentemperaturDiff_Näh | a- Näherung | k*-Näherung | OberflächentemperaturDiff_Näh | a- Näherung | k*-Näherung | OberflächentemperaturDiff_Näh | a- Näherung | k*-Näherung | OberflächentemperaturDiff_Näh | a- Näherung | k*-Näherung | OberflächentemperaturDiff_Näh | w Rechteck | Re Rechteck | Nusselt Rechteck | w | Re | Nusselt | Hilf-R' |  |  | Höhenunterschied
[33 empty] | Rundkanal? | Rechteckkanal? | weitereAngaben? | Kontrolle | W/K |  | Mittelw. (Betrieb) |  |  | [mm] | [mm] |  |  | m | m |  |  |  |  | W/(m²K) | W/(mK) | K | W/(m²K) | W/(mK) | K | W/(m²K) | W/(mK) | K | W/(m²K) | W/(mK) | K | W/(m²K) | W/(mK) | K | m/s |  |  | m/s |  |  |  | T'Kanal | T'Raum | Thermik | Querschnitt | Tau | Infiltration | Tau' | Infiltration' | Tau' | Infiltration' | Tau' | Infiltration' | Tau' | Infiltration' | Tau' | Infiltration' | Tau | Infiltration' | Tau | Infiltration' | Tau | Infiltration' | Tau | Infiltration' | Infiltrationsverlust
[14 empty] | 0 | [18 empty] | FALSE | FALSE | FALSE | 0 | #VALUE! |  | 0 |  | 0 | #DIV/0! |  |  | 12.5553 | #VALUE! | #VALUE! | #VALUE! |  |  |  | 8 | #VALUE! | #VALUE! | #VALUE! | #VALUE! | #VALUE! | #VALUE! | #VALUE! | #VALUE! | #VALUE! | #VALUE! | #VALUE! | #VALUE! | #VALUE! | #VALUE! | #DIV/0! | #DIV/0! | #DIV/0! | #DIV/0! | #DIV/0! | #DIV/0! | #VALUE! | 20 | 0 | 2 | 0 | 16 | 0 | #VALUE! | #VALUE! | #VALUE! | #VALUE! | #VALUE! | #VALUE! | #VALUE! | #VALUE! | #VALUE! | #VALUE! | #VALUE! | #VALUE! | #VALUE! | #VALUE! | #VALUE! | #VALUE! | #VALUE! | #VALUE! | #VALUE! | kWh/a
[14 empty] | 0 | [18 empty] | FALSE | FALSE | FALSE | 0 | #VALUE! |  | 0 |  | 0 | #DIV/0! |  |  | 12.5553 | #VALUE! | #VALUE! | #VALUE! |  |  |  | 8 | #VALUE! | #VALUE! | #VALUE! | #VALUE! | #VALUE! | #VALUE! | #VALUE! | #VALUE! | #VALUE! | #VALUE! | #VALUE! | #VALUE! | #VALUE! | #VALUE! | #DIV/0! | #DIV/0! | #DIV/0! | #DIV/0! | #DIV/0! | #DIV/0! | #VALUE! | 20 | 0 | 2 | 0 | 16 | 0 | #VALUE! | #VALUE! | #VALUE! | #VALUE! | #VALUE! | #VALUE! | #VALUE! | #VALUE! | #VALUE! | #VALUE! | #VALUE! | #VALUE! | #VALUE! | #VALUE! | #VALUE! | #VALUE! | #VALUE! | #VALUE! | #VALUE! | kWh/a | Erdbeschleunigung | 9.81 | m/s²
[14 empty] | 0 | [18 empty] | FALSE | FALSE | FALSE | 0 | #VALUE! |  | 0 |  | 0 | #DIV/0! |  |  | 12.5553 | #VALUE! | #VALUE! | #VALUE! |  |  |  | 8 | #VALUE! | #VALUE! | #VALUE! | #VALUE! | #VALUE! | #VALUE! | #VALUE! | #VALUE! | #VALUE! | #VALUE! | #VALUE! | #VALUE! | #VALUE! | #VALUE! | #DIV/0! | #DIV/0! | #DIV/0! | #DIV/0! | #DIV/0! | #DIV/0! | #VALUE! | 20 | 0 | 2 | 0 | 16 | 0 | #VALUE! | #VALUE! | #VALUE! | #VALUE! | #VALUE! | #VALUE! | #VALUE! | #VALUE! | #VALUE! | #VALUE! | #VALUE! | #VALUE! | #VALUE! | #VALUE! | #VALUE! | #VALUE! | #VALUE! | #VALUE! | #VALUE! | kWh/a | theiz | 206.7141 | d
[14 empty] | 0 | [18 empty] | FALSE | FALSE | FALSE | 0 | #VALUE! |  | 0 |  | 0 | #DIV/0! |  |  | 12.5553 | #VALUE! | #VALUE! | #VALUE! |  |  |  | 8 | #VALUE! | #VALUE! | #VALUE! | #VALUE! | #VALUE! | #VALUE! | #VALUE! | #VALUE! | #VALUE! | #VALUE! | #VALUE! | #VALUE! | #VALUE! | #VALUE! | #DIV/0! | #DIV/0! | #DIV/0! | #DIV/0! | #DIV/0! | #DIV/0! | #VALUE! | 20 | 0 | 2 | 0 | 16 | 0 | #VALUE! | #VALUE! | #VALUE! | #VALUE! | #VALUE! | #VALUE! | #VALUE! | #VALUE! | #VALUE! | #VALUE! | #VALUE! | #VALUE! | #VALUE! | #VALUE! | #VALUE! | #VALUE! | #VALUE! | #VALUE! | #VALUE! | kWh/a | Mittlere Temperatur | 298 | K
[14 empty] | 0 | [18 empty] | FALSE | FALSE | FALSE | 0 | #VALUE! |  | 0 |  | 0 | #DIV/0! |  |  | 12.5553 | #VALUE! | #VALUE! | #VALUE! |  |  |  | 8 | #VALUE! | #VALUE! | #VALUE! | #VALUE! | #VALUE! | #VALUE! | #VALUE! | #VALUE! | #VALUE! | #VALUE! | #VALUE! | #VALUE! | #VALUE! | #VALUE! | #DIV/0! | #DIV/0! | #DIV/0! | #DIV/0! | #DIV/0! | #DIV/0! | #VALUE! | 20 | 0 | 2 | 0 | 16 | 0 | #VALUE! | #VALUE! | #VALUE! | #VALUE! | #VALUE! | #VALUE! | #VALUE! | #VALUE! | #VALUE! | #VALUE! | #VALUE! | #VALUE! | #VALUE! | #VALUE! | #VALUE! | #VALUE! | #VALUE! | #VALUE! | #VALUE! | kWh/a | Cd | 0.61
[14 empty] | 0 | [18 empty] | FALSE | FALSE | FALSE | 0 | #VALUE! |  | 0 |  | 0 | #DIV/0! |  |  | 12.5553 | #VALUE! | #VALUE! | #VALUE! |  |  |  | 8 | #VALUE! | #VALUE! | #VALUE! | #VALUE! | #VALUE! | #VALUE! | #VALUE! | #VALUE! | #VALUE! | #VALUE! | #VALUE! | #VALUE! | #VALUE! | #VALUE! | #DIV/0! | #DIV/0! | #DIV/0! | #DIV/0! | #DIV/0! | #DIV/0! | #VALUE! | 20 | 0 | 2 | 0 | 16 | 0 | #VALUE! | #VALUE! | #VALUE! | #VALUE! | #VALUE! | #VALUE! | #VALUE! | #VALUE! | #VALUE! | #VALUE! | #VALUE! | #VALUE! | #VALUE! | #VALUE! | #VALUE! | #VALUE! | #VALUE! | #VALUE! | #VALUE! | kWh/a | dH | 2 | m
[14 empty] | 0 | [18 empty] | FALSE | FALSE | FALSE | 0 | #VALUE! |  | 0 |  | 0 | #DIV/0! |  |  | 12.5553 | #VALUE! | #VALUE! | #VALUE! |  |  |  | 8 | #VALUE! | #VALUE! | #VALUE! | #VALUE! | #VALUE! | #VALUE! | #VALUE! | #VALUE! | #VALUE! | #VALUE! | #VALUE! | #VALUE! | #VALUE! | #VALUE! | #DIV/0! | #DIV/0! | #DIV/0! | #DIV/0! | #DIV/0! | #DIV/0! | #VALUE! | 20 | 0 | 2 | 0 | 16 | 0 | #VALUE! | #VALUE! | #VALUE! | #VALUE! | #VALUE! | #VALUE! | #VALUE! | #VALUE! | #VALUE! | #VALUE! | #VALUE! | #VALUE! | #VALUE! | #VALUE! | #VALUE! | #VALUE! | #VALUE! | #VALUE! | #VALUE! | kWh/a
[14 empty] | 0 | [18 empty] | FALSE | FALSE | FALSE | 0 | #VALUE! |  | 0 |  | 0 | #DIV/0! |  |  | 12.5553 | #VALUE! | #VALUE! | #VALUE! |  |  |  | 8 | #VALUE! | #VALUE! | #VALUE! | #VALUE! | #VALUE! | #VALUE! | #VALUE! | #VALUE! | #VALUE! | #VALUE! | #VALUE! | #VALUE! | #VALUE! | #VALUE! | #DIV/0! | #DIV/0! | #DIV/0! | #DIV/0! | #DIV/0! | #DIV/0! | #VALUE! | 20 | 0 | 2 | 0 | 16 | 0 | #VALUE! | #VALUE! | #VALUE! | #VALUE! | #VALUE! | #VALUE! | #VALUE! | #VALUE! | #VALUE! | #VALUE! | #VALUE! | #VALUE! | #VALUE! | #VALUE! | #VALUE! | #VALUE! | #VALUE! | #VALUE! | #VALUE! | kWh/a
[14 empty] | 0 | [18 empty] | FALSE | FALSE | FALSE | 0 | #VALUE! |  | 0 |  | 0 | #DIV/0! |  |  | 12.5553 | #VALUE! | #VALUE! | #VALUE! |  |  |  | 8 | #VALUE! | #VALUE! | #VALUE! | #VALUE! | #VALUE! | #VALUE! | #VALUE! | #VALUE! | #VALUE! | #VALUE! | #VALUE! | #VALUE! | #VALUE! | #VALUE! | #DIV/0! | #DIV/0! | #DIV/0! | #DIV/0! | #DIV/0! | #DIV/0! | #VALUE! | 20 | 0 | 2 | 0 | 16 | 0 | #VALUE! | #VALUE! | #VALUE! | #VALUE! | #VALUE! | #VALUE! | #VALUE! | #VALUE! | #VALUE! | #VALUE! | #VALUE! | #VALUE! | #VALUE! | #VALUE! | #VALUE! | #VALUE! | #VALUE! | #VALUE! | #VALUE! | kWh/a
[14 empty] | 0 | [18 empty] | FALSE | FALSE | FALSE | 0 | #VALUE! |  | 0 |  | 0 | #DIV/0! |  |  | 12.5553 | #VALUE! | #VALUE! | #VALUE! |  |  |  | 8 | #VALUE! | #VALUE! | #VALUE! | #VALUE! | #VALUE! | #VALUE! | #VALUE! | #VALUE! | #VALUE! | #VALUE! | #VALUE! | #VALUE! | #VALUE! | #VALUE! | #DIV/0! | #DIV/0! | #DIV/0! | #DIV/0! | #DIV/0! | #DIV/0! | #VALUE! | 20 | 0 | 2 | 0 | 16 | 0 | #VALUE! | #VALUE! | #VALUE! | #VALUE! | #VALUE! | #VALUE! | #VALUE! | #VALUE! | #VALUE! | #VALUE! | #VALUE! | #VALUE! | #VALUE! | #VALUE! | #VALUE! | #VALUE! | #VALUE! | #VALUE! | #VALUE! | kWh/a
[14 empty] | 0 | [18 empty] | FALSE | FALSE | FALSE | 0 | #VALUE! |  | 0 |  | 0 | #DIV/0! |  |  | 12.5553 | #VALUE! | #VALUE! | #VALUE! |  |  |  | 8 | #VALUE! | #VALUE! | #VALUE! | #VALUE! | #VALUE! | #VALUE! | #VALUE! | #VALUE! | #VALUE! | #VALUE! | #VALUE! | #VALUE! | #VALUE! | #VALUE! | #DIV/0! | #DIV/0! | #DIV/0! | #DIV/0! | #DIV/0! | #DIV/0! | #VALUE! | 20 | 0 | 2 | 0 | 16 | 0 | #VALUE! | #VALUE! | #VALUE! | #VALUE! | #VALUE! | #VALUE! | #VALUE! | #VALUE! | #VALUE! | #VALUE! | #VALUE! | #VALUE! | #VALUE! | #VALUE! | #VALUE! | #VALUE! | #VALUE! | #VALUE! | #VALUE! | kWh/a
[14 empty] | 0 | [18 empty] | FALSE | FALSE | FALSE | 0 | #VALUE! |  | 0 |  | 0 | #DIV/0! |  |  | 12.5553 | #VALUE! | #VALUE! | #VALUE! |  |  |  | 8 | #VALUE! | #VALUE! | #VALUE! | #VALUE! | #VALUE! | #VALUE! | #VALUE! | #VALUE! | #VALUE! | #VALUE! | #VALUE! | #VALUE! | #VALUE! | #VALUE! | #DIV/0! | #DIV/0! | #DIV/0! | #DIV/0! | #DIV/0! | #DIV/0! | #VALUE! | 20 | 0 | 2 | 0 | 16 | 0 | #VALUE! | #VALUE! | #VALUE! | #VALUE! | #VALUE! | #VALUE! | #VALUE! | #VALUE! | #VALUE! | #VALUE! | #VALUE! | #VALUE! | #VALUE! | #VALUE! | #VALUE! | #VALUE! | #VALUE! | #VALUE! | #VALUE! | kWh/a
[14 empty] | 0 | [18 empty] | FALSE | FALSE | FALSE | 0 | #VALUE! |  | 0 |  | 0 | #DIV/0! |  |  | 12.5553 | #VALUE! | #VALUE! | #VALUE! |  |  |  | 8 | #VALUE! | #VALUE! | #VALUE! | #VALUE! | #VALUE! | #VALUE! | #VALUE! | #VALUE! | #VALUE! | #VALUE! | #VALUE! | #VALUE! | #VALUE! | #VALUE! | #DIV/0! | #DIV/0! | #DIV/0! | #DIV/0! | #DIV/0! | #DIV/0! | #VALUE! | 20 | 0 | 2 | 0 | 16 | 0 | #VALUE! | #VALUE! | #VALUE! | #VALUE! | #VALUE! | #VALUE! | #VALUE! | #VALUE! | #VALUE! | #VALUE! | #VALUE! | #VALUE! | #VALUE! | #VALUE! | #VALUE! | #VALUE! | #VALUE! | #VALUE! | #VALUE! | kWh/a
[14 empty] | 0 | [18 empty] | FALSE | FALSE | FALSE | 0 | #VALUE! |  | 0 |  | 0 | #DIV/0! |  |  | 12.5553 | #VALUE! | #VALUE! | #VALUE! |  |  |  | 8 | #VALUE! | #VALUE! | #VALUE! | #VALUE! | #VALUE! | #VALUE! | #VALUE! | #VALUE! | #VALUE! | #VALUE! | #VALUE! | #VALUE! | #VALUE! | #VALUE! | #DIV/0! | #DIV/0! | #DIV/0! | #DIV/0! | #DIV/0! | #DIV/0! | #VALUE! | 20 | 0 | 2 | 0 | 16 | 0 | #VALUE! | #VALUE! | #VALUE! | #VALUE! | #VALUE! | #VALUE! | #VALUE! | #VALUE! | #VALUE! | #VALUE! | #VALUE! | #VALUE! | #VALUE! | #VALUE! | #VALUE! | #VALUE! | #VALUE! | #VALUE! | #VALUE! | kWh/a
[14 empty] | 0 | [18 empty] | FALSE | FALSE | FALSE | 0 | #VALUE! |  | 0 |  | 0 | #DIV/0! |  |  | 12.5553 | #VALUE! | #VALUE! | #VALUE! |  |  |  | 8 | #VALUE! | #VALUE! | #VALUE! | #VALUE! | #VALUE! | #VALUE! | #VALUE! | #VALUE! | #VALUE! | #VALUE! | #VALUE! | #VALUE! | #VALUE! | #VALUE! | #DIV/0! | #DIV/0! | #DIV/0! | #DIV/0! | #DIV/0! | #DIV/0! | #VALUE! | 20 | 0 | 2 | 0 | 16 | 0 | #VALUE! | #VALUE! | #VALUE! | #VALUE! | #VALUE! | #VALUE! | #VALUE! | #VALUE! | #VALUE! | #VALUE! | #VALUE! | #VALUE! | #VALUE! | #VALUE! | #VALUE! | #VALUE! | #VALUE! | #VALUE! | #VALUE! | kWh/a
[14 empty] | 0 | [18 empty] | FALSE | FALSE | FALSE | 0 | #VALUE! |  | 0 |  | 0 | #DIV/0! |  |  | 12.5553 | #VALUE! | #VALUE! | #VALUE! |  |  |  | 8 | #VALUE! | #VALUE! | #VALUE! | #VALUE! | #VALUE! | #VALUE! | #VALUE! | #VALUE! | #VALUE! | #VALUE! | #VALUE! | #VALUE! | #VALUE! | #VALUE! | #DIV/0! | #DIV/0! | #DIV/0! | #DIV/0! | #DIV/0! | #DIV/0! | #VALUE! | 20 | 0 | 2 | 0 | 16 | 0 | #VALUE! | #VALUE! | #VALUE! | #VALUE! | #VALUE! | #VALUE! | #VALUE! | #VALUE! | #VALUE! | #VALUE! | #VALUE! | #VALUE! | #VALUE! | #VALUE! | #VALUE! | #VALUE! | #VALUE! | #VALUE! | #VALUE! | kWh/a
[14 empty] | 0 | [18 empty] | FALSE | FALSE | FALSE | 0 | #VALUE! |  | 0 |  | 0 | #DIV/0! |  |  | 12.5553 | #VALUE! | #VALUE! | #VALUE! |  |  |  | 8 | #VALUE! | #VALUE! | #VALUE! | #VALUE! | #VALUE! | #VALUE! | #VALUE! | #VALUE! | #VALUE! | #VALUE! | #VALUE! | #VALUE! | #VALUE! | #VALUE! | #DIV/0! | #DIV/0! | #DIV/0! | #DIV/0! | #DIV/0! | #DIV/0! | #VALUE! | 20 | 0 | 2 | 0 | 16 | 0 | #VALUE! | #VALUE! | #VALUE! | #VALUE! | #VALUE! | #VALUE! | #VALUE! | #VALUE! | #VALUE! | #VALUE! | #VALUE! | #VALUE! | #VALUE! | #VALUE! | #VALUE! | #VALUE! | #VALUE! | #VALUE! | #VALUE! | kWh/a
[14 empty] | 0 | [18 empty] | FALSE | FALSE | FALSE | 0 | #VALUE! |  | 0 |  | 0 | #DIV/0! |  |  | 12.5553 | #VALUE! | #VALUE! | #VALUE! |  |  |  | 8 | #VALUE! | #VALUE! | #VALUE! | #VALUE! | #VALUE! | #VALUE! | #VALUE! | #VALUE! | #VALUE! | #VALUE! | #VALUE! | #VALUE! | #VALUE! | #VALUE! | #DIV/0! | #DIV/0! | #DIV/0! | #DIV/0! | #DIV/0! | #DIV/0! | #VALUE! | 20 | 0 | 2 | 0 | 16 | 0 | #VALUE! | #VALUE! | #VALUE! | #VALUE! | #VALUE! | #VALUE! | #VALUE! | #VALUE! | #VALUE! | #VALUE! | #VALUE! | #VALUE! | #VALUE! | #VALUE! | #VALUE! | #VALUE! | #VALUE! | #VALUE! | #VALUE! | kWh/a
[14 empty] | 0 | [18 empty] | FALSE | FALSE | FALSE | 0 | #VALUE! |  | 0 |  | 0 | #DIV/0! |  |  | 12.5553 | #VALUE! | #VALUE! | #VALUE! |  |  |  | 8 | #VALUE! | #VALUE! | #VALUE! | #VALUE! | #VALUE! | #VALUE! | #VALUE! | #VALUE! | #VALUE! | #VALUE! | #VALUE! | #VALUE! | #VALUE! | #VALUE! | #DIV/0! | #DIV/0! | #DIV/0! | #DIV/0! | #DIV/0! | #DIV/0! | #VALUE! | 20 | 0 | 2 | 0 | 16 | 0 | #VALUE! | #VALUE! | #VALUE! | #VALUE! | #VALUE! | #VALUE! | #VALUE! | #VALUE! | #VALUE! | #VALUE! | #VALUE! | #VALUE! | #VALUE! | #VALUE! | #VALUE! | #VALUE! | #VALUE! | #VALUE! | #VALUE! | kWh/a
[14 empty] | 0 | [18 empty] | FALSE | FALSE | FALSE | 0 | #VALUE! |  | 0 |  | 0 | #DIV/0! |  |  | 12.5553 | #VALUE! | #VALUE! | #VALUE! |  |  |  | 8 | #VALUE! | #VALUE! | #VALUE! | #VALUE! | #VALUE! | #VALUE! | #VALUE! | #VALUE! | #VALUE! | #VALUE! | #VALUE! | #VALUE! | #VALUE! | #VALUE! | #DIV/0! | #DIV/0! | #DIV/0! | #DIV/0! | #DIV/0! | #DIV/0! | #VALUE! | 20 | 0 | 2 | 0 | 16 | 0 | #VALUE! | #VALUE! | #VALUE! | #VALUE! | #VALUE! | #VALUE! | #VALUE! | #VALUE! | #VALUE! | #VALUE! | #VALUE! | #VALUE! | #VALUE! | #VALUE! | #VALUE! | #VALUE! | #VALUE! | #VALUE! | #VALUE! | kWh/a
Additional lines: Please mark complete lines above, copy and paste multiple times
[14 empty] | Kontrolle | 0 | 0 | 0 | 0 | 0 | 0 | 0 | 0 | 0 | 0 | [11 empty] | 1
[14 empty] | Kontrolle | FALSE | FALSE | FALSE | FALSE | FALSE | FALSE | FALSE | FALSE | FALSE | FALSE
[15 empty] | 1 | 1 | 1 | 1 | 1 | 1 | 1 | 1 | 1 | 1
koeff1 | bar: unit 1 to unit 10
koeff2 | bar: unit 1 to unit 10
Koeff3 | bar: unit 1 to unit 10
[14 empty] | Tab | 20 | 20 | 20 | 20 | 20 | 20 | 20 | 20 | 20 | 20
[14 empty] | Tzu | #VALUE! | #VALUE! | #VALUE! | #VALUE! | #VALUE! | #VALUE! | #VALUE! | #VALUE! | #VALUE! | #VALUE!
[14 empty] | Tzu' | #VALUE! | #VALUE! | #VALUE! | #VALUE! | #VALUE! | #VALUE! | #VALUE! | #VALUE! | #VALUE! | #VALUE!
[14 empty] | Zeitanteil | [10 empty] | Summe | bar: unit 1 to unit 10
[14 empty] | kWh/a | 0 | 0 | 0 | 0 | 0 | 0 | 0 | 0 | 0 | 0 | 0
[14 empty] | kWh/(m²a) | 0 | 0 | 0 | 0 | 0 | 0 | 0 | 0 | 0 | 0 | 0
Note on F116: When a unit is installed outside of the thermal envelope, in a ventilated room, then the average temperature of the heating period can be taken into account here (see above).

## Annual heating
HeizJahr
Specific energy for heating (annual method) | [14 empty] | EnerPHit with PHPP Version 9.3
23 / Climate: Hemsby / TFA: 95 m² / Heating: 26.6 kWh/(m²a) / Freq. overheating: 0 % / PER: 28.2 kWh/(m²a)
[12 empty] | Interior temperature: | 20 | °C
[12 empty] | Building type: | Detached House
[12 empty] | Treated floor area ATFA: | 94.62 | m²
Per m²
[5 empty] | Area |  | U-Value |  | Temp. factor ft |  | Gt |  |  |  | of treated |  | Losses | Gains
|  | Building assembly | Temperature zone |  | m² |  | W/(m²K) |  |  |  | kKh/a |  | kWh/a |  | floor area | Non-useful heat gains | 0.35439
|  | External wall - Ambient | A |  | 127.7097 | * | 0.16105 | * | 1 | * | 66.0704 | = | 1358.885 |  | 14.3615 | External wall - Ambient | 14.3615
|  | External wall - Ground | B |  |  | * |  | * | 0.4731 | * |  | =
|  | Roof/Ceiling - Ambient | A |  | 61.7229 | * | 0.13406 | * | 1 | * | 66.0704 | = | 546.706 |  | 5.7779 | Roof/Ceiling - Ambient | 5.7779
|  | Floor slab / Basement ceiling | B |  | 71.3384 | * | 0.38045 | * | 0.4731 | * | 66.0704 | = | 848.3711 |  | 8.9661 | Floor slab / Basement ceiling | 8.9661
|  |  | A |  |  | * |  | * | 1 | * |  | =
|  | Door to Extension | X |  | 2.1 | * | 1.4 | * | 0.85 | * | 66.0704 | = | 165.11 |  | 1.745 | Door to Extension | 1.745
|  | Wall to Extension | X |  | 18.1584 | * | 0.44287 | * | 0.85 | * | 66.0704 | = | 451.6247 |  | 4.773 | Wall to Extension | 4.773
|  | Windows | A |  | 20.0946 | * | 0.85227 | * | 1 | * | 66.0704 | = | 1131.5217 |  | 11.9586 | Windows | 11.9586
|  | Exterior door | A |  | 1.89 | * | 1.4 | * | 1 | * | 66.0704 | = | 174.8224 |  | 1.8476 | Exterior door | 1.8476
|  | Exterior TB (length/m) | A |  | 5.6 | * | -0.22429 | * | 1 | * | 66.0704 | = | -82.9845 |  | -0.87703
|  | Perimeter TB (length/m) | P |  | 10.405 | * | -1.3284 | * | 0.4731 | * | 66.0704 | = | -432.0345 |  | -4.566 | Ventilation | 10.4354
|  | Ground TB (length/m) | B |  |  | * |  | * | 0.4731 | * |  | = |  |  | 0
|  |  | Total of all building envelope areas |  | 303.014 | [7 empty] | ––––––––––– |  | kWh/(m²a)
Transmission heat losses QT | [11 empty] | Total | 4162.0219 |  | 43.9867
[16 empty] | solar heat gains |  | 13.1401
[9 empty] | ATFA |  | Clear room height |  |  |  |  | internal heat gains |  | 13.04
[9 empty] | m² |  | m |  | m³ |  |  | heating demand |  | 28.5965
| Ventilation system: |  |  |  |  | Effective air volume, VV |  |  | 94.62 | * | 2.26 | = | 213.8412 |  |  | Heat gains TBs |  | 5.443
|  | Effective heat recovery efficiency |  | heff | 84.08%
|  | Efficiency of subsoil heat exchanger | [13 empty] | Check sum | 60.2196 | 60.2196
|  | Heat recovery efficiency of SHX |  | hSHX | 0% |  | nV,system |  | hHR |  | nV,Res
[7 empty] | 1/h |  |  |  | 1/h |  | 1/h
[5 empty] | Energetically effective air changes nV |  | 0.12111 | * (1 - | 0.84081 | ) + | 0.1925 | = | 0.21178
[5 empty] | VV |  | nV |  | cAir |  | Gt
[5 empty] | m³ |  | 1/h |  | Wh/(m³K) |  | kKh/a |  | kWh/a |  | kWh/(m²a)
Ventilation heat losses QV |  |  |  |  | 213.8412 | * | 0.21178 | * | 0.33 | * | 66.0704 | = | 987.402 |  | 10.4354
Reduction factor
[7 empty] | QT |  | QV |  | night/weekend
[7 empty] | kWh/a |  | kWh/a |  | Saving |  | kWh/a |  | kWh/(m²a)
Total heat losses QL | [5 empty] | ( | 4162.0219 | + | 987.402 | ) * | 1 | = | 5149.4238 |  | 54.4222
|  | Orientation |  |  | Reduction factor |  | g-Value |  | Area |  | Radiation HP
|  | of the area |  |  | See 'Windows' sheet |  | (perp. radiation)
[9 empty] | m² |  | kWh/(m²a) |  | kWh/a
|  | North |  |  | 0.44361 | * | 0.5 | * | 5.6592 | * | 105.371 | = | 132.2657
|  | East |  |  | 0.37413 | * | 0.5 | * | 1.2993 | * | 166.5919 | = | 40.4912
|  | South |  |  | 0.46849 | * | 0.5 | * | 9.5904 | * | 399.6453 | = | 897.799
|  | West |  |  | 0.32594 | * | 0.5 | * | 3.5457 | * | 298.9711 | = | 172.758
|  | Horizontal |  |  | 0 | * | 0 | * | 0 | * | 341.6372 | = | 0
[13 empty] | ––––––––––– |  | kWh/(m²a)
Available solar heat gains QS | [11 empty] | Total | 1243.314 |  | 13.1401
[7 empty] | Length heating period |  | Spec. power qI |  | ATFA
[5 empty] | kh/d |  | d/a |  | W/m² |  | m² |  | kWh/a |  | kWh/(m²a)
Internal heat gains QI |  |  |  |  | 0.024 | * | 206.7141 | * | 2.6284 | * | 94.62 | = | 1233.845 |  | 13.04
[13 empty] | kWh/a |  | kWh/(m²a)
[6 empty] | Free heat QF |  |  |  |  | QS + QI | = | 2477.1589 |  | 26.1801
[6 empty] | Ratio of free heat to losses |  |  |  |  | QF / QV | = | 0.48106
| Utilisation factor heat gains hG | [9 empty] | (1 - ( QF / QL )5 ) / (1 - ( QF / QL )6 ) | = | 98.65%
[13 empty] | kWh/a |  | kWh/(m²a)
Heat gains QG | [10 empty] | hG * QF | = | 2443.6264 |  | 25.8257
[13 empty] | kWh/a |  | kWh/(m²a)
Annual heating demand QH | [10 empty] | QL - QG | = | 2705.7975 |  | 28.5965
[7 empty] | kWh/(m²a) | [5 empty] | (Yes/No)
[5 empty] | Limiting value |  | 25 |  |  |  |  | Requirement met? | No

## Heating
Heizung
| Specific energy for heating (monthly method) | [13 empty] | EnerPHit with PHPP Version 9.3 |  | Specific energy for heating (monthly method) | [13 empty] | EnerPHit with PHPP Version 9.3
| 23 / Climate: Hemsby / TFA: 95 m² / Heating: 26.6 kWh/(m²a) / Freq. overheating: 0 % / PER: 28.2 kWh/(m²a) | [15 empty] | 23 / Climate: Hemsby / TFA: 95 m² / Heating: 26.6 kWh/(m²a) / Freq. overheating: 0 % / PER: 28.2 kWh/(m²a)
The sum of the heating periods calculated through the monthly method will be presented on this side.
[12 empty] | Interior temperature: | 20 | °C | [12 empty] | Interior temperature: | 20 | °C
[12 empty] | Building type: | Detached House | [13 empty] | Building type: | Detached House
[12 empty] | Treated floor area ATFA: | 94.62 | m² | [12 empty] | Treated floor area ATFA: | 94.62 | m²
[12 empty] | Spec. Capacity: | 168 | Wh/(m²K)
Per m²
|  |  |  | Temperature zone | Area |  | U-Value |  | Month. red. fac. |  | Gt |  |  |  | of treated |  |  | Jan | Feb | Mar | Apr | May | Jun | Jul | Aug | Sep | Oct | Nov | Dec | Year
|  | Building assembly |  |  | m² |  | W/(m²K) |  |  |  | kKh/a |  | kWh/a |  | floor area |  | Heating degree hours - External | 11.5047 | 10.0805 | 10.0424 | 8.2373 | 6.2012 | 3.768 | 2.757 | 2.2305 | 3.9305 | 6.7347 | 9.1704 | 11.2694 | 85.9266 | kKh
|  | External wall - Ambient |  | A | 127.7097 | * | 0.16105 | * | 1 | * | 77.1711 | = | 1587.1948 |  | 16.7744 |  | Heating degree hours - Ground | 5.0706 | 5.0077 | 5.5998 | 5.0541 | 4.5135 | 3.5445 | 1.5388 | 1.0652 | 2.2923 | 2.746 | 3.3436 | 4.3059 | 44.0819 | kKh
|  | External wall - Ground |  | B |  | * |  | * | 1 | * |  | = |  |  |  |  | Losses - Exterior | 824.1633 | 722.1379 | 719.4075 | 590.095 | 444.2346 | 269.9261 | 197.5051 | 159.7876 | 281.5661 | 482.4516 | 656.9403 | 807.3092 | 6155.5242 | kWh
|  | Roof/Ceiling - Ambient |  | A | 61.7229 | * | 0.13406 | * | 1 | * | 77.1711 | = | 638.5595 |  | 6.7487 |  | Losses - Ground | 67.5368 | 66.6987 | 74.5859 | 67.317 | 60.1166 | 47.2099 | 20.4962 | 14.188 | 30.5316 | 36.5742 | 44.5341 | 57.3516 | 587.1405 | kWh
|  | Floor slab / Basement ceiling |  | B | 71.3384 | * | 0.38045 | * | 1 | * | 37.9334 | = | 1029.5433 |  | 10.8808 |  | Sum spec. losses | 9.424 | 8.3369 | 8.3914 | 6.9479 | 5.3303 | 3.3517 | 2.304 | 1.8387 | 3.2984 | 5.4854 | 7.4136 | 9.1382 | 71.2605 | kWh/m²
|  |  |  | A |  | * |  | * | 1 | * |  | = |  |  |  |  | Solar gains - North | 8.3217 | 14.4857 | 28.342 | 44.6869 | 64.8844 | 72.6487 | 69.9643 | 53.7092 | 33.1156 | 20.1225 | 9.7306 | 5.6116 | 425.6231 | kWh
|  | Door to Extension |  | X | 2.1 | * | 1.4 | * | 0.85 | * | 77.1711 | = | 192.8506 |  | 2.0382 |  | Solar gains - East | 2.2608 | 4.4644 | 8.8244 | 14.2042 | 20.6964 | 20.6947 | 20.9876 | 17.1131 | 10.4441 | 5.8735 | 2.771 | 1.4785 | 129.8127 | kWh
|  | Wall to Extension |  | X | 18.1584 | * | 0.44287 | * | 0.85 | * | 77.1711 | = | 527.5034 |  | 5.575 |  | Solar gains - South | 91.4057 | 133.4559 | 181.0015 | 208.1858 | 231.9258 | 204.4635 | 216.2023 | 224.333 | 185.4089 | 155.9516 | 104.2667 | 78.2839 | 2014.8845 | kWh
|  | Windows |  | A | 20.0946 | * | 0.85227 | * | 1 | * | 77.1711 | = | 1321.6315 |  | 13.9678 |  | Solar gains - West | 14.7924 | 22.3542 | 36.267 | 48.8314 | 56.5282 | 55.2001 | 56.6388 | 55.215 | 39.1343 | 29.7185 | 17.1345 | 12.0295 | 443.8439 | kWh
|  | Exterior door |  | A | 1.89 | * | 1.4 | * | 1 | * | 77.1711 | = | 204.1947 |  | 2.1581 |  | Solar gains - Horiz. | 0 | 0 | 0 | 0 | 0 | 0 | 0 | 0 | 0 | 0 | 0 | 0 | 0 | kWh
|  | Exterior TB (length/m) |  | A | 5.6 | * | -0.22429 | * | 1 | * | 77.1711 | = | -96.9269 |  | -1.0244 |  | Solar gains - Opaque | 11.1427 | 18.8129 | 33.3891 | 49.1708 | 65.8532 | 65.318 | 65.8801 | 57.5152 | 37.8401 | 25.0624 | 13.2983 | 8.6414 | 451.9241 | kWh
|  | Perimeter TB (length/m) |  | P | 10.405 | * | -1.3284 | * | 1 | * | 37.9334 | = | -524.2968 |  | -5.5411 |  | Internal heat gains | 185.0343 | 167.1277 | 185.0343 | 179.0654 | 185.0343 | 179.0654 | 185.0343 | 185.0343 | 179.0654 | 185.0343 | 179.0654 | 185.0343 | 2178.6295 | kWh
|  | Ground TB (length/m) |  | B |  | * |  | * | 1 | * |  | = |  |  | 0 |  | Sum spec. gains solar + internal | 3.3075 | 3.8121 | 4.9974 | 5.7508 | 6.6045 | 6.3136 | 6.4966 | 6.2663 | 5.1259 | 4.4574 | 3.4482 | 3.0763 | 59.6567 | kWh/m²
[13 empty] | ––––––––––– |  | kWh/(m²a) |  | Utilisation factor | 100% | 100% | 99.93% | 98.13% | 79.49% | 53.08% | 35.46% | 29.34% | 64.24% | 98.4% | 100% | 100% | 74.93%
| Transmission heat losses QT | [10 empty] | Total | 4880.254 |  | 51.5774 |  | Annual heating demand | 578.7431 | 428.15 | 321.4809 | 123.4661 | 7.5871 | 0.066207 | 0.00045845 | 3.978e-05 | 0.5179 | 104.0016 | 375.2233 | 573.582 | 2512.8185 | kWh
[17 empty] | Spec. heating demand | 6.1165 | 4.5249 | 3.3976 | 1.3049 | 0.080185 | 0.00069971 | 4.8452e-06 | 4.2042e-07 | 0.0054735 | 1.0991 | 3.9656 | 6.062 | 26.5569 | kWh/m²
[9 empty] | ATFA |  | Clear room height
[7 empty] | Effective |  | m² |  | m |  | m³
[7 empty] | air volume VV |  | 94.62 | * | 2.26 | = | 213.8412
[5 empty] | nV,system |  | h*SHX |  | hHR |  | nV,Res |  | nV,equi,fraction
[5 empty] | 1/h | [5 empty] | 1/h |  | 1/h
|  | Effective air change rate Ambient nV,e |  |  | 0.12111 | *(1- | 0% | )*(1- | 0.84081 | )+ | 0.1925 | = | 0.21178
|  | Effective air change rate Ground nV,g |  |  | 0.12111 | * | 0% | *(1- | 0.84081 | ) |  | = | 0
[5 empty] | VV |  | nV,equi,fraction |  | cAir |  | Gt
[5 empty] | m³ |  | 1/h |  | Wh/(m³K) |  | kKh/a |  | kWh/a |  | kWh/(m²a)
| Ventilation losses ambient QV |  |  |  | 213.8412 | * | 0.21178 | * | 0.33 | * | 77.1711 | = | 1153.2979 |  | 12.1887
| Ventilation losses ground QV,e |  |  |  | 213.8412 | * | 0 | * | 0.33 | * | 55.2858 | = | 0 |  | 0
–––––––––––
| Ventilation heat losses QV | [10 empty] | Total | 1153.2979 |  | 12.1887
Reduction factor
[7 empty] | QT |  | QV |  | night/weekend
[7 empty] | kWh/a |  | kWh/a |  | saving |  | kWh/a |  | kWh/(m²a)
| Total heat losses QL |  |  |  |  | ( | 4880.254 | + | 1153.2979 | ) * | 1 | = | 6033.552 |  | 63.7661
|  | Orientation |  |  | Reduction factor |  | g-Value |  | Area |  | Global radiation
|  | of the area |  |  | see 'Windows' worksheet |  | (perp. radiation)
[9 empty] | m² |  | kWh/(m²a) |  | kWh/a
|  | North |  |  | 0.44361 | * | 0.5 | * | 5.6592 | * | 182.6753 | = | 229.3009
|  | East |  |  | 0.37413 | * | 0.5 | * | 1.2993 | * | 292.1843 | = | 71.0173
|  | South |  |  | 0.46849 | * | 0.5 | * | 9.5904 | * | 609.7895 | = | 1369.8858
|  | West |  |  | 0.32594 | * | 0.5 | * | 3.5457 | * | 479.0065 | = | 276.79
|  | Horizontal |  |  | 0 | * | 0 | * | 0 | * | 587 | = | 0
|  | Sum opaque areas | [10 empty] | 263.2109
[13 empty] | ––––––––––– |  | kWh/(m²a)
| Available solar heat gains QS | [10 empty] | Total | 2210.2048 |  | 23.3587 |  | Annual heating demand: Comparison
[17 empty] | Monthly method | Jan: ('Heating'); Feb: 2512.8185; Apr: kWh/a; May: 26.5569; Jul: kWh/(m²a) reference to treated floor area according to PHPP
[7 empty] | Length Heat. Period |  | Spec. Power qI |  | ATFA | [5 empty] | Annual method | Jan: ('Annual heating'); Feb: 2705.7975; Apr: kWh/a; May: 28.5965; Jul: kWh/(m²a) reference to treated floor area according to PHPP
[5 empty] | kh/d |  | d/a |  | W/m² |  | m² |  | kWh/a |  | kWh/(m²a)
| Internal heat gains QI |  |  |  | 0.024 | * | 273 | * | 2.6284 | * | 94.62 | = | 1629.4955 |  | 17.2215
[13 empty] | kWh/a |  | kWh/(m²a) |  | Month | 1 | 2 | 3 | 4 | 5 | 6 | 7 | 8 | 9 | 10 | 11 | 12 | Annual total | Heating period method
[6 empty] | Free heat QF |  |  |  |  | QS + QI | = | 3839.7003 |  | 40.5802 |  | Days | 31 | 28 | 31 | 30 | 31 | 30 | 31 | 31 | 30 | 31 | 30 | 31 | 365 | 206.7141
[17 empty] | Ambient Temp. | 4.912 | 5.412 | 6.912 | 9.012 | 12.112 | 15.212 | 16.712 | 17.412 | 14.912 | 11.312 | 7.612 | 5.212 | 10.592 | 6.6824
[6 empty] | Ratio free heat to losses |  |  |  |  | QF / QL | = | 0.63639 |  |  |  | North Radiation | 7 | 11 | 21 | 32 | 44 | 52 | 49 | 38 | 24 | 16 | 8 | 5 | 307 | 105.371
[17 empty] | East Radiation | 15 | 27 | 48 | 72 | 100 | 96 | 99 | 85 | 55 | 34 | 18 | 11 | 660 | 166.5919
|  | Utilisation factor heat gains hG | [9 empty] | = | 91.69% |  |  |  | South Radiation | 44 | 63 | 84 | 94 | 100 | 88 | 93 | 100 | 85 | 74 | 50 | 38 | 913 | 399.6453
[13 empty] | kWh/a |  | kWh/(m²a) |  | West Radiation | 17 | 27 | 50 | 74 | 90 | 92 | 93 | 86 | 56 | 39 | 20 | 13 | 657 | 298.9711
| Heat gains QG | [9 empty] | hG * QF | = | 3520.7334 |  | 37.2092 |  | Horiz Radiation | 21 | 38 | 74 | 115 | 157 | 155 | 156 | 136 | 86 | 54 | 26 | 16 | 1034 | 341.6372
[17 empty] | Tsky | -4.5 | -4.9 | -3.3 | -2.2 | 1.1 | 4.3 | 6.5 | 7.4 | 5.8 | 2.3 | -1.1 | -3.8 | 0.66712
[13 empty] | kWh/a |  | kWh/(m²a) |  | Ground Temp | 13.1847 | 12.5481 | 12.4733 | 12.9804 | 13.9335 | 15.0771 | 17.9317 | 18.5683 | 16.8163 | 16.3092 | 15.3561 | 14.2125 | 14.9678 | 13.6994
| Annual heating demand QH | [9 empty] | QL - QG | = | 2512.8185 |  | 26.5569
[7 empty] | kWh/(m²*a) | [5 empty] | (Yes/No)
| Limiting value | [5 empty] | 25 |  |  |  |  | Requirement met? | No
Heizperiode
[16 empty] | Strahlung gemäß zugeordneter Orientierung: | Strahl Nord | 6.6296 | 11.5402 | 22.579 | 35.6003 | 51.6909 | 57.8765 | 55.7379 | 42.7881 | 26.3819 | 16.0308 | 7.752 | 4.4706 | 339.0777 | 105.371 | 182.6753
[17 empty] | Strahl Ost | 9.3013 | 18.3677 | 36.3058 | 58.4401 | 85.1506 | 85.1437 | 86.3487 | 70.408 | 42.9698 | 24.1652 | 11.4008 | 6.0828 | 534.0847 | 166.5919 | 292.1843
[17 empty] | Strahl Süd | 40.6882 | 59.4064 | 80.5708 | 92.6716 | 103.2392 | 91.0146 | 96.2401 | 99.8594 | 82.5327 | 69.4201 | 46.4132 | 34.8472 | 896.9036 | 399.6453 | 609.7895
[17 empty] | Strahl West | 25.5994 | 38.6857 | 62.7629 | 84.5065 | 97.8265 | 95.5281 | 98.0178 | 95.5538 | 67.7249 | 51.4302 | 29.6526 | 20.8179 | 768.1062 | 298.9711 | 479.0065
[17 empty] | Strahl Hori | 21 | 38 | 74 | 115 | 157 | 155 | 156 | 136 | 86 | 54 | 26 | 16 | 1034 | 341.6372 | 587
[15 empty] | Stunden am Tag | 24 | Stunden | 744 | 672 | 744 | 720 | 744 | 720 | 744 | 744 | 720 | 744 | 720 | 744 | 8760 | 4961.1381 | 6552
[15 empty] | Innentemp | 20 | HeizgrSt.Außen | 11.2255 | 9.8031 | 9.7375 | 7.9114 | 5.8687 | 3.4474 | 2.4463 | 1.9255 | 3.6634 | 6.4639 | 8.9194 | 11.0023 | 82.4141 | 66.0704 | 77.1711
[17 empty] | HeizgrSt. Himmel | 18.228 | 16.7328 | 17.3352 | 15.984 | 14.0616 | 11.304 | 10.044 | 9.3744 | 10.224 | 13.1688 | 15.192 | 17.7072 | 169.356
[15 empty] | Innentemp | 20 | HeizgrSt. Grund | 5.0706 | 5.0077 | 5.5998 | 5.0541 | 4.5135 | 3.5445 | 1.5388 | 1.0652 | 2.2923 | 2.746 | 3.3436 | 4.3059 | 44.0819 | 31.2581 | 37.9334
[15 empty] | Leitwert Erdreich f. Zeitkonstante | 17.225 | HeizgrSt. EWÜ | 6.2779 | 5.6703 | 6.2779 | 6.0754 | 6.2779 | 6.0754 | 6.2779 | 6.2779 | 6.0754 | 6.2779 | 6.0754 | 6.2779 | 73.9169 | 41.8621 | 55.2858
[15 empty] | Leitwert außen W/K | 71.637 | Verluste Außen | 804.1591 | 702.2672 | 697.5632 | 566.746 | 420.414 | 246.9585 | 175.2436 | 137.935 | 262.4321 | 463.0524 | 638.9561 | 788.1697 | 5903.897 | 4733.0872 | 5343.7598
[15 empty] | Leitwert Erdreich W/K | 13.3193 | Verluste Grund | 67.5368 | 66.6987 | 74.5859 | 67.317 | 60.1166 | 47.2099 | 20.4962 | 14.188 | 30.5316 | 36.5742 | 44.5341 | 57.3516 | 587.1405 | 416.3366 | 505.2465
[15 empty] | Leitwert EWÜ | 0 | Verluste EWÜ | 0 | 0 | 0 | 0 | 0 | 0 | 0 | 0 | 0 | 0 | 0 | 0 | 0 | 0
[15 empty] | Korrektur LW konvektiv W/K | -3.0057 | zus. Verlust außen konvektiv | -33.7401 | -29.465 | -29.2676 | -23.7789 | -17.6393 | -10.3616 | -7.3527 | -5.7873 | -11.0108 | -19.4283 | -26.8086 | -33.0692 | -247.7095 |  | -224.2078
[15 empty] | LW radiativ W/K | 2.9484 | zus. Verlust außen radiativ | 53.7442 | 49.3357 | 51.1119 | 47.1279 | 41.4598 | 33.3292 | 29.6142 | 27.6399 | 30.1449 | 38.8275 | 44.7928 | 52.2087 | 499.3367 |  | 408.7534
[15 empty] | Apertur Nord | 1.2552 | Solar Nord | 8.3217 | 14.4857 | 28.342 | 44.6869 | 64.8844 | 72.6487 | 69.9643 | 53.7092 | 33.1156 | 20.1225 | 9.7306 | 5.6116 | 425.6231 | 132.2657
[15 empty] | Apertur Ost | 0.24306 | Solar Ost | 2.2608 | 4.4644 | 8.8244 | 14.2042 | 20.6964 | 20.6947 | 20.9876 | 17.1131 | 10.4441 | 5.8735 | 2.771 | 1.4785 | 129.8127 | 40.4912
[15 empty] | Apertur Süd m² | 2.2465 | Solar Süd | 91.4057 | 133.4559 | 181.0015 | 208.1858 | 231.9258 | 204.4635 | 216.2023 | 224.333 | 185.4089 | 155.9516 | 104.2667 | 78.2839 | 2014.8845 | 897.799
[15 empty] | Apertur West | 0.57784 | Solar West | 14.7924 | 22.3542 | 36.267 | 48.8314 | 56.5282 | 55.2001 | 56.6388 | 55.215 | 39.1343 | 29.7185 | 17.1345 | 12.0295 | 443.8439 | 172.758
[15 empty] | Apertur Hori | 0 | Solar Hori | 0 | 0 | 0 | 0 | 0 | 0 | 0 | 0 | 0 | 0 | 0 | 0 | 0 | 0
[17 empty] | Solar opak | 11.1427 | 18.8129 | 33.3891 | 49.1708 | 65.8532 | 65.318 | 65.8801 | 57.5152 | 37.8401 | 25.0624 | 13.2983 | 8.6414 | 451.9241 |  | 263.2109
[15 empty] | Innere Last W | 248.702 | Innere WQ | 185.0343 | 167.1277 | 185.0343 | 179.0654 | 185.0343 | 179.0654 | 185.0343 | 185.0343 | 179.0654 | 185.0343 | 179.0654 | 185.0343 | 2178.6295 | 1233.845
[15 empty] | spez. Kapazität Wh/(m²K) | 168 | Summe Verl | 891.7001 | 788.8366 | 793.9933 | 657.4121 | 504.3512 | 317.136 | 218.0012 | 173.9756 | 312.0977 | 519.0258 | 701.4743 | 864.6608 | 6742.6647 | 5149.4238 | 6033.552
[15 empty] | Kapazität Wh/K | 15896.16 | Summe Ang | 312.9575 | 360.7008 | 472.8583 | 544.1446 | 624.9224 | 597.3904 | 614.7073 | 592.9198 | 485.0083 | 421.7628 | 326.2665 | 291.0792 | 5644.7179 | 2477.1589 | 3839.7003
[15 empty] | Standort | GB0013a-Hemsby | Ang/Verl | 35.1% | 45.73% | 59.55% | 82.77% | 123.9% | 188.4% | 282% | 340.8% | 155.4% | 81.26% | 46.51% | 33.66% | 83.72% | 48.11%
[15 empty] | Rückgabe: Heizw. kWh/a | 2512.8185 | Nutzungsgrad | 100% | 100% | 99.93% | 98.13% | 79.49% | 53.08% | 35.46% | 29.34% | 64.24% | 98.4% | 100% | 100% | 74.93% | 98.65% | 91.69%
[15 empty] | Zeitkonst. h | 179.0013 | Heizwärme | 578.7431 | 428.15 | 321.4809 | 123.4661 | 7.5871 | 0.066207 | 0.00045845 | 3.978e-05 | 0.5179 | 104.0016 | 375.2233 | 573.582 | 2512.8185 | 2705.7975 | 2512.8185
[15 empty] | a_Monatsverfahren | 12.1876
[15 empty] | a_Jahr pauschal | 5 | Gleichgewichtstemperatur unter Winterbedingungen (mit WRG, ohne temp. Verschattung) für die Zuordnung der Erdreichtemperaturen im Klimablatt
[15 empty] | Rückgabe: Jahresv. kWh/a | 2705.7975 | Erdreichtemp Mittelwert | 14.0981 | 13.4615 | 13.3867 | 13.8938 | 14.8468 | 15.9905 | 17.0183 | 17.6549 | 17.7296 | 17.2226 | 16.2695 | 15.1259
[17 empty] | GG-Temp | 10.9809 | 12.639 | 15.0592 | 18.2903 | 22.0521 | 24.7281 | 26.1372 | 26.4893 | 22.972 | 18.6035 | 14.0052 | 11.0626
Differentielle Heizgradtage gegen Erdreich für EnerPHit-Komponentenverfahren
[17 empty] | diff. HGT | 5.0706 | 5.0067 | 5.5737 | 4.3821 | 0.66773 | 0.0089233 | 4.0899e-05 | 3.1109e-06 | 0.043448 | 2.4335 | 3.3427 | 4.3059
[17 empty] | Summe | 1: 30.8352
[15 empty] | Rückfeuchtzahl | 0 | abs. Feuchte Außenluft kg/kg | 0.0045248 | 0.0044604 | 0.0048943 | 0.0053279 | 0.0065209 | 0.0079476 | 0.0089083 | 0.0093953 | 0.0082755 | 0.0067957 | 0.0055964 | 0.0046896
[17 empty] | Massenstrom Infiltration kg/h | 48.574 | 48.574 | 48.574 | 48.574 | 48.574 | 48.574 | 48.574 | 48.574 | 48.574 | 48.574 | 48.574 | 48.574
[17 empty] | Massenstrom Zuluft kg/h | 30.559 | 30.559 | 30.559 | 30.559 | 30.559 | 30.559 | 30.559 | 30.559 | 30.559 | 30.559 | 30.559 | 30.559
[17 empty] | Feuchtequellen kg/h | 0.22943 | 0.22943 | 0.22943 | 0.22943 | 0.22943 | 0.22943 | 0.22943 | 0.22943 | 0.22943 | 0.22943 | 0.22943 | 0.22943
[17 empty] | Gleichgewichtsfeuchte kg/kg | 0.0074241 | 0.0073597 | 0.0077936 | 0.0082272 | 0.0094202 | 0.010847 | 0.011808 | 0.012295 | 0.011175 | 0.009695 | 0.0084957 | 0.0075888
[17 empty] | Sättigungsdampfdruck bei Solltemp Pa | 2337.6322 | 2337.6322 | 2337.6322 | 2337.6322 | 2337.6322 | 2337.6322 | 2337.6322 | 2337.6322 | 2337.6322 | 2337.6322 | 2337.6322 | 2337.6322
[17 empty] | relative Feuchte bei Solltemp | 51.1% | 50.66% | 53.61% | 56.55% | 64.63% | - | - | - | 76.46% | 66.49% | 58.37% | 52.22%
|  |  |  | Losses | Gains
|  |  | Non-useful heat gains | 3.371
|  |  | External wall - Ambient | 16.7744
|  |  | Roof/Ceiling - Ambient | 6.7487
|  |  | Floor slab / Basement ceiling | 10.8808
|  |  | Door to Extension | 2.0382
|  |  | Wall to Extension | 5.575
|  |  | Windows | 13.9678
|  |  | Exterior door | 2.1581
|  |  | Ventilation | 12.1887
|  |  | solar gains |  | 23.3587
|  |  | internal heat gains |  | 17.2215
|  |  | heating demand |  | 26.5569
|  |  | Heat gains TBs |  | 6.5655
|  |  | Check sum | 73.7026 | 73.7026

## Heating load
Heizlast
| Heating load | [15 empty] | EnerPHit with PHPP Version 9.3 |  |  |  | Risk determination of group heating for a critical room
| 23 / Climate: Hemsby / TFA: 95 m² / Heating: 26.6 kWh/(m²a) / Freq. overheating: 0 % / PER: 28.2 kWh/(m²a) | [19 empty] | This evaluation is only possible for Passive House buildings. Buildings should comply with PH-criteria first!
[14 empty] | Interior temperature: | 20 | °C |  |  | ( 1= Yes / 0 = No) | [10 empty] | Gebäude | Fenster | Luftdicht
[14 empty] | Building type: | Detached House |  |  | Building satisfies Passive House criteria | [11 empty] | 0 | 1 | 0
[14 empty] | Treated floor area ATFA: | 94.62 | m² | [7 empty] | n50 ! | Heating demand or heating load! |  |  |  |  | gesamt
|  |  | Design temperature |  | Radiation: | North | East | South | West | Horizontal | [7 empty] | Room floor area |  | m² | Supply air per m² living area | [8 empty] | 0
|  | Weather 1: | -0.288 | °C |  | 6 | 11 | 43 | 15 | 18 | W/m² | [6 empty] | Planned ambient air quantity for the room |  | m³/h | 0 | m³/h/m² |  | Supply air volume for this room seems to be too small.
|  | Weather 2: | 2.012 | °C |  | 5 | 6 | 13 | 9 | 12 | W/m² | [6 empty] | Planned ambient air quantities for the remaining rooms | 25.8974 | m³/h
|  |  | Auslegungstemperatur |  | Strahlung: | Nord | Ost | Süd | West | Horizontal
|  | Wetter 1: | -0.288 | °C |  | 6 | 11 | 43 | 15 | 18 | W/m²
|  | Wetter 2: | 2.012 | °C |  | 5 | 6 | 13 | 9 | 12 | W/m²
Default-Werte für Auslegungsdaten falls keine Heizlastdaten für dieses Klima vorhanden:
|  |  | Auslegungstemperatur |  | Strahlung: | Nord | Ost | Süd | West | Horizontal
|  | Wetter 1: | -1.6692 | °C |  | 9.8742 | 17.721 | 43.1325 | 18.6076 | 24.7459 | W/m²
|  | Wetter 2: | 1.0827 | °C |  | 4.8694 | 5.7022 | 9.2727 | 5.8716 | 7.7102 | W/m²
|  | Wetter 1 Steigung: | 1.3562 |  |  | 0.8492 | 0.323 | 0.21016 | 0.32914 | 0.39483
|  | Wetter 1 Achsabschn.: | -8.3308 |  |  | 3.9297 | 12.876 | 33.8855 | 13.0122 | 16.4544
|  | Wetter 2 Steigung: | 1.1866 |  |  | 0.91876 | 0.31814 | 0.17706 | 0.31763 | 0.35755
|  | Wetter 2 Achsabschn.: | -4.746 |  |  | -1.5619 | 0.93015 | 1.4822 | 0.47189 | 0.20155
|  | Monatsmittel Januar | 4.912 |  |  | 7 | 15 | 44 | 17 | 21
|  | Ground design temp. | 12.4733 | °C
[5 empty] | Area |  | U-Value |  | Factor |  | TempDiff 1 |  | TempDiff 2 |  | PT 1 |  | PT 2
|  | Building assembly |  | Temperature zone | m² |  | W/(m²K) |  | always 1 (except "X") |  | K |  | K |  | W |  | W | Building assembly |  | Temperature zone | m² |  | W/(m²K) |  | always 1 (except "X") |  | K |  | Room trans. loss W
|  | External wall - Ambient |  | A | 127.7097 | * | 0.16105 | * | 1 | * | 20.288 | or | 17.988 | = | 417.2677 | or | 369.9631 | Above ground external wall |  | A |  | * |  | * | 1 | * | 20.288 | =
|  | External wall - Ground |  | B |  | * |  | * | 1 | * | 7.5267 | or | 7.5267 | = |  | or |  | Below ground external wall |  | B |  | * |  | * | 1 | * | 7.5267 | =
|  | Roof/Ceiling - Ambient |  | A | 61.7229 | * | 0.13406 | * | 1 | * | 20.288 | or | 17.988 | = | 167.875 | or | 148.8434 | Roof/Ceiling |  | D |  | * |  | * | 1 | * | 20.288 | =
|  | Floor slab / Basement ceiling |  | B | 71.3384 | * | 0.38045 | * | 1 | * | 7.5267 | or | 7.5267 | = | 204.2795 | or | 204.2795 | Below ground Floor slab |  | B |  | * |  | * | 1 | * | 7.5267 | =
|  |  |  | A |  | * |  | * | 1 | * | 20.288 | or | 17.988 | = |  | or |  |  |  | A |  | * |  | * | 1 | * | 20.288 | =
|  | Door to Extension |  | X | 2.1 | * | 1.4 | * | 0.85 | * | 20.288 | or | 17.988 | = | 50.6997 | or | 44.952 |  |  | A |  | * |  | * | 1 | * | 20.288 | =
|  | Wall to Extension |  | X | 18.1584 | * | 0.44287 | * | 0.85 | * | 20.288 | or | 17.988 | = | 138.6787 | or | 122.957 |  |  | X |  | * |  | * | 1 | * | 20.288 | =
|  | Windows |  | A | 20.0946 | * | 0.85227 | * | 1 | * | 20.288 | or | 17.988 | = | 347.4521 | or | 308.0623 | Windows |  | A |  | * | 0.85 | * | 1 | * | 20.288 | =
|  | Exterior door |  | A | 1.89 | * | 1.4 | * | 1 | * | 20.288 | or | 17.988 | = | 53.682 | or | 47.5962 | Exterior door |  | A |  | * |  | * | 1 | * | 20.288 | =
|  | Exterior TB (length/m) |  | A | 5.6 | * | -0.22429 | * | 1 | * | 20.288 | or | 17.988 | = | -25.4817 | or | -22.5929 | Exterior thermal bridges (length/m) |  | A |  | * |  | * | 1 | * | 20.288 | =
|  | Perimeter TB (length/m) |  | P | 10.405 | * | -1.3284 | * | 1 | * | 7.5267 | or | 7.5267 | = | -104.0297 | or | -104.0297 | Perimeter thermal bridges (length/m) |  | A |  | * |  | * | 1 | * | 20.288 | =
|  | Ground TB (length/m) |  | B |  | * |  | * | 1 | * | 7.5267 | or | 7.5267 | = |  | or |  | Floor slab thermal bridges (length/m) |  | A |  | * |  | * | 1 | * | 20.288 | =
|  | Building element towards neighbour |  | I |  | * |  | * | 1 | * | 3 | or | 3 | = |  | or |  | Building element towards neighbour |  | I |  | * |  | * | 1 | * | 3 | =
| Transmission heat load PT | [13 empty] | ––––––––––– |  | –––––––––––
[13 empty] | Total | = | 1250.4233 | or | 1120.031 | [10 empty] | = | 0
[9 empty] | ATFA |  | Clear room height
| Ventilation system: | [7 empty] | m² |  | m |  | m³ | [11 empty] | Risk
[7 empty] | Effective air volume, VV |  | 94.62 | * | 2.26 | = | 213.8412 | [5 empty] | Enter: 1 = Yes 0 = No | PT,Room W | PSupply Air W |  | Ratio |  | summand
[15 empty] | hSHX 1 |  | hSHX 2 | Transmission heat losses |  | 0 | 0 |  |  |  | 10
|  | Heat recovery efficiency |  | hHR | 84.08% |  |  | Heat recovery efficiency SHX |  |  | 0% |  | Heat recovery efficiency SHX |  | 0% | or | 0% | Concentrated leakages | [6 empty] | 0
|  | of the heat exchanger | [15 empty] | Insulation towards other rooms: R > 1.5 m²K/W |  | ( 2 = no thermal contact except door) |  |  |  |  | 0
[7 empty] | nV,Res (Heating Load) |  | nV,system |  | FHR |  | FHR |  |  |  |  | Room is on the ground floor. | [6 empty] | 0
[7 empty] | 1/h |  | 1/h | [5 empty] | 1/h |  | 1/h | Open staircase | [6 empty] | 0
|  |  |  | Energetically effective air changes nV |  |  | 0.48125 | + | 0.12111 | *(1- | 0.84081 | or | 0.84081 | ) = | 0.50053 | or | 0.50053 | TOTAL of the risk summands | [6 empty] | 10
Ventilation heat load PV
|  |  | VV |  | nV |  | nV |  | cAir |  | TempDiff 1 |  | TempDiff 2 |  | PV 1 |  | PV 2 | Interior doors predominantly closed |  |  |  |  | Risk factor |  | 1
|  |  | m³ |  | 1/h |  | 1/h |  | Wh/(m³K) |  | K |  | K |  | W |  | W
|  |  | 213.8412 | * | 0.50053 | or | 0.50053 | * | 0.33 | * | 20.288 | or | 17.988 | = | 716.5941 | or | 635.3556
[18 empty] | Total room risk | [6 empty] | 166.7%
[15 empty] | PL 1 |  | PL 2
| Total heating load PL | [13 empty] | W |  | W | Evaluation and advice: | A separate heating circuit is recommendable
[13 empty] | PT + PL | = | 1967.0174 | bzw. | 1755.3866
[13 empty] | PT + PV | = | 1967.0174 | or | 1755.3866
|  | Orientation |  |  | Area |  | g-Value |  | Reduction factor |  | Radiation 1 |  | Radiation 2 |  | PT 1 |  | PT 2
|  | of the area |  |  | m² |  | (perp. radiation) |  | (see 'Windows' worksheet) |  | W/m² |  | W/m² |  | W |  | W
|  | North |  |  | 5.6592 | * | 0.5 | * | 0.44361 | * | 4.9335 | or | 4.5029 | = | 6.1927 | or | 5.6522
|  | East |  |  | 1.2993 | * | 0.5 | * | 0.37413 | * | 5.6862 | or | 4.7853 | = | 1.3821 | or | 1.1631
|  | South |  |  | 9.5904 | * | 0.5 | * | 0.46849 | * | 38.9922 | or | 11.8669 | = | 87.5955 | or | 26.6589
|  | West |  |  | 3.5457 | * | 0.5 | * | 0.32594 | * | 23.8252 | or | 10.6727 | = | 13.7672 | or | 6.1671
|  | Horizontal |  |  | 0 | * | 0 | * | 0.4 | * | 18 | or | 12 | = | 0 | or | 0
[15 empty] | ––––––––––– |  | –––––––––––
| Solar heating power PS | [11 empty] | Total | = | 108.9375 | or | 39.6413
[11 empty] | Spec. power |  | ATFA |  | PI 1 |  | PI 2
| Internal heating load PI | [9 empty] | W/m² |  | m² |  | W |  | W
[11 empty] | 2.1284 | * | 94.62 | = | 201.392 | or | 201.392
[15 empty] | PG 1 |  | PG 2
| Heating power (gains) PG | [13 empty] | W |  | W
[13 empty] | PS + PI | = | 310.3295 | bzw. | 241.0333
[13 empty] | PT + PI | = | 310.3295 | or | 241.0333
[13 empty] | PV - PG | = | 1656.6879 | bzw. | 1514.3533
[13 empty] | PL - PG | = | 1656.6879 | or | 1514.3533
| Heizwärmelast PH aus Default-Heizlastdaten näherungsweise berechnet | [12 empty] | = |  | 1656.6879 | W
| Heating load PH | [12 empty] | = |  | 1656.6879 | W
| Flächenspezifische Heizwärmelast PH / AEB aus Default-Heizlastdaten | [12 empty] | = |  | 17.5089 | W/m²
| Area specific space heating load PH / ATFA | [12 empty] | = |  | 17.5089 | W/m²
|  |  |  | Input max. supply air temperature | 52 | °C | [8 empty] | °C |  | °C
|  |  |  | Max. supply air temperature JSupply,Max | 52 | °C |  |  | Supply air temperature without heating |  |  |  | JSupply,Min |  | 16.7704 |  | 17.1366
| For comparison: heating load transportable by the supply Air PSupply Air,Max | [11 empty] | = | 301.0772 | W specific: | 3.182 | W/m²
(Yes/No)
[15 empty] | Supply air heating: Sufficient? | No
Note on F95: Input of max. supply air temperature (is limited to 52 °C). This value depends on the design of the supply air heating coils, the forward flow temperature of water and the supply air flow rate. For compact heat pump units observe measurements or manufacturer's information.

## WARM RESULTS 606
| Copy this sheet into a V8 or V9 Passivhaus Planning Package (PHPP) Excel file | [17 empty] | PHPP revision control V6.06 |  | WARM PHPP Results Sheet - Main Results | [12 empty] | WARM PHPP Results Sheet - Windows - Page 1 | [26 empty] | Workings
| PHPP to read (select from drop-down) | [17 empty] | © WARM 2016 | [30 empty] | WARM PHPP Results Sheet - Project Data
| This PHPP | [41 empty] | Shading Winter | Shading Summer | [16 empty] | External workbook list |  |  |  |  | This PHPP
| Current Results |  |  |  | Losses |  |  | Gains |  |  | Heating Energy Monthly | Heating Energy Annual | Summer Overheating | Primary Energy | PER | Heating Load | Vent Capacity | Form Heat Loss Factor | Change in Heating Energy Annual |  | Treated floor area: |  | 94.62 | m2 | [9 empty] | Ref | Qty | Orientation | Aw | Ag | g | Uw | Glass Type | Frame Type |  |  | Gain kWh | Loss kWh | Net kWh | Net kWh/m2 | [12 empty] | External workbook list
[5 empty] | Fabric | Vent | Total | Solar | Internal | Total useful | [22 empty] | 0 | [16 empty] | U-Value Build-Ups
[21 empty] | Monthly Method Heat Balance - kWh/(m2.yr) | [11 empty] | 1 | Kitchen opener | 1 | North | 0.8856 | 0.4923 | 0.5 | 0.79864 | 18ud-ecoHaus Internorm Triple Light 3N2 48mm (4b/18ar/4/18ar/4b) | 38ud-ecoHaus Internorm KF410 P1 EPS Foam, non Certified ISO spacer | 0.92548 | 0.95848 | 19.3833 | 46.7303 | -27.347 | -0.28902 | [12 empty] | Shading Classification % | [8 empty] | Wall Areas by Orientation m2
|  |  |  | 2022-12-17 | 43.9867 | 10.4354 | 54.4222 | 13.1401 | 13.04 | 25.8257 | 26.5569 | 28.5965 | 0 | 35.7483 | 28.2496 | 17.5089 | 3.182 | 3.2024 |  |  |  | Losses | Gains | [9 empty] | 2 | Kitchen fixed part | 1 | North | 1.404 | 0.88878 | 0.5 | 0.74878 | 18ud-ecoHaus Internorm Triple Light 3N2 48mm (4b/18ar/4/18ar/4b) | 38ud-ecoHaus Internorm KF410 P1 EPS Foam, non Certified ISO spacer | 0.94484 | 0.97434 | 35.7259 | 69.4589 | -33.733 | -0.35651 |  | Choose from drop-down menu in "building assembly description" | [6 empty] | Yellow = input required |  |  |  | Winter |  |  |  | Summer |  |  |  |  | North | 37.4074
| Revision History | [19 empty] | Windows | 13.9678 | [10 empty] | 3 | Removed Pantry | 0 | North |  |  | 0.77 |  | 02ud-Double Glazed - Existing | 38ud-ecoHaus Internorm KF410 P1 EPS Foam, non Certified ISO spacer |  |  | #VALUE! | #VALUE! | #VALUE! | #VALUE! | [12 empty] | Very high | 0 | to | 45 | Very high | 0 | to | 35 |  | East | 35.801
|  | Kept? | [18 empty] | Roof | 6.7487 | [10 empty] | 4 | Bog | 1 | North | 1.1232 | 0.67402 | 0.5 | 0.772 | 18ud-ecoHaus Internorm Triple Light 3N2 48mm (4b/18ar/4/18ar/4b) | 38ud-ecoHaus Internorm KF410 P1 EPS Foam, non Certified ISO spacer | 0.93691 | 0.96784 | 26.8659 | 57.2903 | -30.4244 | -0.32154 |  | Assembly no. | Building assembly description | [7 empty] | Interior insulation? |  | High | 45 | to | 55 | High | 35 | to | 50 |  | South | 32.5303
Version | Description | Y/N | Who | Date |  | kWh/m2yr |  |  | kWh/m2yr |  | kWh/m2.yr |  | % | kWh/m2.yr |  | W/m2 | W/m2 | - | kWh/m2.yr |  | Floor | 10.8808 | [10 empty] | 5 | Landing | 1 | North | 1.1232 | 0.67402 | 0.5 | 0.772 | 18ud-ecoHaus Internorm Triple Light 3N2 48mm (4b/18ar/4/18ar/4b) | 38ud-ecoHaus Internorm KF410 P1 EPS Foam, non Certified ISO spacer | 0.87691 | 0.93864 | 25.1453 | 57.2903 | -32.145 | -0.33973 | [12 empty] | Medium | 55 | to | 75 | Medium | 50 | to | 70 |  | West | 21.971
0 | [18 empty] | 0 |  | Wall | 16.7744 | [10 empty] | 6 | Bathroom | 1 | North | 1.1232 | 0.67402 | 0.5 | 0.772 | 18ud-ecoHaus Internorm Triple Light 3N2 48mm (4b/18ar/4/18ar/4b) | 38ud-ecoHaus Internorm KF410 P1 EPS Foam, non Certified ISO spacer | 0.87691 | 0.93864 | 25.1453 | 57.2903 | -32.145 | -0.33973 | [12 empty] | Low | 75 | to | 85 | Low | 70 | to | 80
1 | [18 empty] | 0 |  | Other | 7.6131 | [10 empty] | 7 | [20 empty] | Heat transfer resistance [m²K/W] interior Rsi : | [6 empty] | Very low | 85 | to | 100 | Very low | 80 | to | 100
2 | [18 empty] | 0 |  | Doors | 2.1581 | [10 empty] | 8 | Tessoffice | 1 | West | 1.1232 | 0.67402 | 0.5 | 0.772 | 18ud-ecoHaus Internorm Triple Light 3N2 48mm (4b/18ar/4/18ar/4b) | 38ud-ecoHaus Internorm KF410 P1 EPS Foam, non Certified ISO spacer | 0.68719 | 0.78418 | 55.9099 | 57.2903 | -1.3803 | -0.014588 | [5 empty] | exterior Rse :
3 | [18 empty] | 0 |  | Thermal Bridges | -6.5655 | [10 empty] | 9 | Wookoffice | 1 | West | 1.1232 | 0.67402 | 0.5 | 1.0401 | 18ud-ecoHaus Internorm Triple Light 3N2 48mm (4b/18ar/4/18ar/4b) | 38ud-ecoHaus Internorm KF410 P1 EPS Foam, non Certified ISO spacer | 0.70039 | 0.79034 | 56.9838 | 77.1854 | -20.2016 | -0.2135
4 | [18 empty] | 0 |  | Infiltration | 11.0792 | [10 empty] | 10 | Wookoffice | 1 | South | 1.1232 | 0.67402 | 0.5 | 1.0401 | 18ud-ecoHaus Internorm Triple Light 3N2 48mm (4b/18ar/4/18ar/4b) | 38ud-ecoHaus Internorm KF410 P1 EPS Foam, non Certified ISO spacer | 0.94558 | 0.9474 | 102.839 | 77.1854 | 25.6536 | 0.27112 |  | Area section 1 |  |  | l [W/(mK)] | Area section 2 (optional) | l [W/(mK)] | Area section 3 (optional) |  | l [W/(mK)] | Thickness [mm]
5 | [18 empty] | 0 |  | Ventilation | 1.1095 | [10 empty] | 11 | Bay (West) | 1 | West | 1.2993 | 0.76594 | 0.5 | 0.96718 | 18ud-ecoHaus Internorm Triple Light 3N2 48mm (4b/18ar/4/18ar/4b) | 38ud-ecoHaus Internorm KF410 P1 EPS Foam, non Certified ISO spacer | 0.64749 | 0.75026 | 59.8643 | 83.0277 | -23.1635 | -0.24481 | 1. | [11 empty] | Workbook ref used
6 | [18 empty] | 0 |  | Solar |  | 21.4183 | [9 empty] | 12 | Bay (East) | 1 | East | 1.2993 | 0.76594 | 0.5 | 0.96718 | 18ud-ecoHaus Internorm Triple Light 3N2 48mm (4b/18ar/4/18ar/4b) | 38ud-ecoHaus Internorm KF410 P1 EPS Foam, non Certified ISO spacer | 0.78596 | 0.84952 | 40.4912 | 83.0277 | -42.5365 | -0.44955 | 2. | [11 empty] | Version from Data sheet |  |  |  |  | 9.3
7 | [18 empty] | 0 |  | Internal |  | 15.7909 | [9 empty] | 13 | Bay (front) | 1 | South | 3.888 | 2.9931 | 0.5 | 0.70578 | 18ud-ecoHaus Internorm Triple Light 3N2 48mm (4b/18ar/4/18ar/4b) | 38ud-ecoHaus Internorm KF410 P1 EPS Foam, non Certified ISO spacer | 0.87289 | 0.89731 | 421.5603 | 181.3031 | 240.2572 | 2.5392 | 3. | [11 empty] | Version assumed |  |  |  |  | 2 | offet: | 2
8 | [18 empty] | 0 |  | Heating |  | 26.5569 | [9 empty] | 14 | Removed Bay (front) R opener | 0 | South |  |  | 0.77 |  | 02ud-Double Glazed - Existing | 16ud-Anglia PVC 2000 – Openable top R |  |  | #VALUE! | #VALUE! | #VALUE! | #VALUE! | 4.
9 | [18 empty] | 0 |  | Totals | 63.7661 | 63.7661 | [9 empty] | 15 | Removed Bay (front) L fixed | 0 | South |  |  | 0.77 |  | 02ud-Double Glazed - Existing | 10ud-Anglia PVC 2000 - Fixed |  |  | #VALUE! | #VALUE! | #VALUE! | #VALUE! | 5. | [15 empty] | V8.4, 8.5 |  | V9.3 |  | V9.6
10 | [18 empty] | 0 | [13 empty] | 16 | Removed Bay (front) R fixed | 0 | South |  |  | 0.77 |  | 02ud-Double Glazed - Existing | 10ud-Anglia PVC 2000 - Fixed |  |  | #VALUE! | #VALUE! | #VALUE! | #VALUE! | 6. | [15 empty] | TAB | CELL | TAB | CELL | TAB | CELL |  | Reference | Answer
[33 empty] | 17 | Lounge L fixed | 1 | South | 1.1448 | 0.69054 | 0.5 | 0.94015 | 18ud-ecoHaus Internorm Triple Light 3N2 48mm (4b/18ar/4/18ar/4b) | 38ud-ecoHaus Internorm KF410 P1 EPS Foam, non Certified ISO spacer | 0.71701 | 0.53177 | 79.8911 | 71.1105 | 8.7807 | 0.092799 | 7. | [11 empty] | Workbook version |  |  |  | Data | B3 | [5 empty] | 'Data'!B3 | 9.3
| How to Insert The WARM Results Sheet into a PHPP | [31 empty] | 18 | Lounge R opener | 1 | South | 1.1448 | 0.69054 | 0.5 | 0.94015 | 18ud-ecoHaus Internorm Triple Light 3N2 48mm (4b/18ar/4/18ar/4b) | 38ud-ecoHaus Internorm KF410 P1 EPS Foam, non Certified ISO spacer | 0.71701 | 0.53177 | 79.8911 | 71.1105 | 8.7807 | 0.092799 | 8. | [11 empty] | Workbook version if not found in Data sheet (therefore must be version 8.4) | [11 empty] | 8.4
| 1. Open the PHPP you wish to insert the results sheet into. | [31 empty] | 19 | Bedroom R fixed | 1 | South | 1.1448 | 0.69054 | 0.5 | 0.94015 | 18ud-ecoHaus Internorm Triple Light 3N2 48mm (4b/18ar/4/18ar/4b) | 38ud-ecoHaus Internorm KF410 P1 EPS Foam, non Certified ISO spacer | 0.97071 | 0.97433 | 108.1596 | 71.1105 | 37.0491 | 0.39156 |  |  |  |  | Percentage of sec. 1 |  | Percentage of sec. 2 |  |  | Percentage of sec. 3 | Total
| 2. Right click on the tab below, "WARM RESULTS 606" , and select "Move or copy". | [31 empty] | 20 | Bedroom L opener | 1 | South | 1.1448 | 0.69054 | 0.5 | 0.94015 | 18ud-ecoHaus Internorm Triple Light 3N2 48mm (4b/18ar/4/18ar/4b) | 38ud-ecoHaus Internorm KF410 P1 EPS Foam, non Certified ISO spacer | 0.94647 | 0.94834 | 105.4578 | 71.1105 | 34.3473 | 0.363 | [11 empty] | cm | Climate location |  |  |  | Verification | C9 | Verification | K9 | Verification | K9 |  | 'Verification'!K9 | GB0013a-Hemsby
| 3. In the "To book" list, select the PHPP you are inserting it into. | [31 empty] | 21 | Removed Bedroom bottom L opener | 0 | South |  |  | 0.77 |  | 02ud-Double Glazed - Existing | 12ud-Anglia PVC 2000 – Openable RHS |  |  | #VALUE! | #VALUE! | #VALUE! | #VALUE! | [12 empty] | Heating Energy Monthly |  |  |  | Verification | F32 | Verification | I35 | Verification | I35 |  | 'Verification'!I35 | 26.5569
| 4. Click "OK". | [31 empty] | 22 | [18 empty] | U-value supplement |  | W/(m²K) |  | U-Value: |  | W/(m²K) |  |  | Primary Energy |  |  |  | Verification | F39 | Verification | I52 | Verification | I53 |  | 'Verification'!I52 | 35.7483
[21 empty] | Heat losses: | [11 empty] | 23 | Extension door | 0 | East |  |  | 0.77 |  | 02ud-Double Glazed - Existing | 25ud-Extension PVC Door |  |  | #VALUE! | #VALUE! | #VALUE! | #VALUE! | [12 empty] | PER |  |  |  | Verification | B2 | Verification | I54 | Verification | I55 |  | 'Verification'!I54 | 28.2496
| Instructions for Using the Revision History | [31 empty] | 24 | [16 empty] | Assembly no. | Building assembly description | [7 empty] | Interior insulation? |  | Specific capacity |  |  |  | Verification | C26 | Verification | K29 | Verification | K29 |  | 'Verification'!K29 | 168
| Use the table above for keeping track of changes to the PHPP. | [31 empty] | 25 | [27 empty] | Interior Temperature Winter |  |  |  | Verification | G23 | Verification | K27 | Verification | K27 |  | 'Verification'!K27 | 20
| EITHER: | [29 empty] | Turn off htg display? | No | 26 | [27 empty] | IHG Values Winter |  |  |  | Verification | G25 | Verification | K28 | Verification | K28 |  | 'Verification'!K28 | 2.6284
| (1) Save the PHPP as a macro-enabled workbook (.xlsm) and use the button | [31 empty] | 27 | [20 empty] | Heat transfer resistance [m²K/W] interior Rsi : | [6 empty] | IHG Values Summer |  |  |  | Verification | G26 | Verification | N28 | Verification | N28 |  | 'Verification'!N28 | 4.6818
| above to record current results in the table. | [19 empty] | Window Breakdown | [11 empty] | 28 | [20 empty] | exterior Rse : | [6 empty] | Building type |  |  |  | Verification | O16 | Verification | R20 | Verification | R20 |  | 'Verification'!R20 | 1-Residential building
| OR: | [25 empty] | Area |  | Shading Winter |  | Shading Summer |  | 29 | [27 empty] | IHG: Utilisation Pattern |  |  |  | Verification | O20 | Verification | R24 | Verification | R24 |  | 'Verification'!R24 | 10-Dwelling
| (2) Save the PHPP as a non-macro-enabled workbook (.xlsx) and copy cells | [25 empty] | m2 (% of wall) |  | % |  | % |  | 30 | [16 empty] | Area section 1 |  |  | l [W/(mK)] | Area section 2 (optional) | l [W/(mK)] | Area section 3 (optional) |  | l [W/(mK)] | Thickness [mm] |  | IHG: Type of Values Used |  |  |  | Verification | O21 | Verification | R25 | Verification | R25 |  | 'Verification'!R25 | 2-Standard
| E7 to S7, then paste AS VALUES in the table. | [24 empty] | North | 5.7 (13% of N. wall) |  | 91.36% |  | 95.66% |  | 31 | [15 empty] | 1. | [11 empty] | Planned number of occupants: type |  |  |  | Verification | O26 | Verification | R29 | Verification | R29 |  | 'Verification'!R29 | 1-Standard (only for residential buildings)
[20 empty] | N | [5 empty] | East | 1.3 (4% of E. wall) |  | 78.6% |  | 84.95% |  | 32 | [15 empty] | 2. | [11 empty] | Planned number of occupants: value |  |  |  | Verification | C25 | Verification | F29 | Verification | F29 |  | 'Verification'!F29 | 2.2943
| Instructions for Using the Project Data Sheets | [18 empty] | E | [5 empty] | South | 9.6 (23% of S. wall) |  | 86.54% |  | 83.78% |  | 33 | [15 empty] | 3. | [11 empty] | Number of dwelling units |  |  |  | Verification | C24 | Verification | F28 | Verification | F28 |  | 'Verification'!F28 | 1
| These sheets are for when you want to show the main inputs into the PHPP | [18 empty] | S | [5 empty] | West | 3.5 (14% of W. wall) |  | 67.7% |  | 77.39% |  | 34 | [15 empty] | 4.
| at a glance, for example to insert into a report, or print off. Cells that require | [18 empty] | W | [5 empty] | Horizontal | 0 |  | 100% |  | 100% |  | 35 | [15 empty] | 5. | [11 empty] | Site Elevation (Altitude) |  |  |  | Climate | F31 | Climate | D18 | Climate | D18 |  | 'Climate'!D18 | 11
| user input are coloured yellow, as in the PHPP. | [18 empty] | H | [5 empty] | Total | 20.1 (10% of wall+roof) |  | - |  | - |  | 36 | [15 empty] | 6. | [11 empty] | Treated Floor Area |  |  |  | Areas | E8 | Areas | N8 | Areas | N8 |  | 'Areas'!N8 | 94.62
[26 empty] | Key: | [6 empty] | 37 | [15 empty] | 7. | [11 empty] | North Windows |  |  |  | Areas | E9 | Areas | N9 | Areas | N9 |  | 'Areas'!N9 | 5.6592
| Tips | [24 empty] | Highly shaded |  |  |  |  | Minimally shaded |  | 38 | [15 empty] | 8. | [11 empty] | East Windows |  |  |  | Areas | E10 | Areas | N10 | Areas | N10 |  | 'Areas'!N10 | 1.2993
| 1. Use the "+" buttons at the top of this sheet to show hidden columns. | [31 empty] | 39 | [19 empty] | Percentage of sec. 1 |  | Percentage of sec. 2 |  |  | Percentage of sec. 3 | Total |  | South Windows |  |  |  | Areas | E11 | Areas | N11 | Areas | N11 |  | 'Areas'!N11 | 9.5904
| 2. Use the "-" button on the left to hide rows to make a more report-friendly | [25 empty] | Overheating |  | 0 |  |  |  | 40 |  |  |  |  | 0 | 0 | 0 | [19 empty] | cm | West Windows |  |  |  | Areas | E12 | Areas | N12 | Areas | N12 |  | 'Areas'!N12 | 3.5457
| table. Warning: this will also hide these rows on pages 3, 5 and 7. | [19 empty] | Form Heat Loss Factor | [5 empty] | This project: 0 % | [5 empty] | 41 | [27 empty] | Horizontal Windows |  |  |  | Areas | E13 | Areas | N13 | Areas | N13 |  | 'Areas'!N13 | 0
[21 empty] | (What is it?) | [5 empty] | % of hours in a year over 25 degrees C |  | Assessment |  |  |  | 42 | [18 empty] | U-value supplement |  | W/(m²K) |  | U-Value: |  | W/(m²K) |  |  | Exterior Door |  |  |  | Areas | E14 | Areas | N14 | Areas | N14 |  | 'Areas'!N14 | 1.89
| Conditions of Use of the WARM Results Sheet | [19 empty] | Heat loss form factor | [11 empty] | 43 | [27 empty] | [8] Exterior Wall - Ambient |  |  |  | Areas | E15 | Areas | N15 | Areas | N15 |  | 'Areas'!N15 | 127.7097
| * No claims are made for the WARM Results Sheet's accuracy or correctness. | [19 empty] | Wall | 1.5346 |  |  |  |  | 0 - 2 % |  | Excellent |  |  |  | 44 | [27 empty] | [9] Exterior Wall - Ground |  |  |  | Areas | E16 | Areas | N16 | Areas | N16 |  | 'Areas'!N16 | 0
| * Do not rely on anything in the WARM Results Sheet - use the PHPP itself. | [19 empty] | Roof | 0.65232 |  |  |  |  | 2 - 5 % |  | Good |  |  |  | 45 | [27 empty] | [10] Roof/Ceiling - Ambient |  |  |  | Areas | E17 | Areas | N17 | Areas | N17 |  | 'Areas'!N17 | 61.7229
| * There is no warranty of any sort, implied or otherwise. | [19 empty] | Floor | 0.75395 |  |  |  |  | 5 - 10 % |  | Acceptable (certification criteria) |  |  |  | 46 | [27 empty] | [11] Floor Slab |  |  |  | Areas | E18 | Areas | N18 | Areas | N18 |  | 'Areas'!N18 | 71.3384
| * No liability will be accepted by WARM for any loss or negative consequences | [19 empty] | Other | 0.2141 |  |  |  |  | 10 - 15 % |  | Poor |  |  |  | 47 | [27 empty] | [12] User Area1 |  |  |  | Areas | E19 | Areas | N19 | Areas | N19 |  | 'Areas'!N19 | 0
| arising from the use of the WARM Results Sheet. | [19 empty] | Total | 3.2024 |  |  |  |  | > 15 % |  | Catastrophic |  |  |  | 48 | [27 empty] | [13] User Area2 |  |  |  | Areas | E20 | Areas | N20 | Areas | N20 |  | 'Areas'!N20 | 2.1
| * There is no support offered. | [31 empty] | 49 | [16 empty] | Continued on next sheet | [10 empty] | [14] User Area3 |  |  |  | Areas | E21 | Areas | N21 | Areas | N21 |  | 'Areas'!N21 | 18.1584
[33 empty] | 50 | [27 empty] | T Bridge Psi Names |  |  |  | Areas | B144:B243 | Areas | L145:L244 | Areas | L145:L244 |  | 'Areas'!L145:L244
| If you find any bugs, please tell us. | [59 empty] | T Bridge Length/Qty. |  |  |  | Areas | S144:S243 | Areas | R145:R244 | Areas | R145:R244 |  | 'Areas'!R145:R244
| If you want a new feature added, please let us know and we may include it in | [21 empty] | Average fabric U value required | 0.10539 | [36 empty] | T Bridge Psi range |  |  |  | Areas | W144:W243 | Areas | AE145:AE244 | Areas | AE145:AE244 |  | 'Areas'!AE145:AE244
| later revisions. | [21 empty] | Average fabric U value of design | 0.31102 | [36 empty] | T Bridge % Fabric Heat Loss |  |  |  | Areas | AK144:AK243 | Areas | AZ145:AZ244 | Areas | AZ145:AZ244 |  | 'Areas'!AZ145:AZ244
[33 empty] | Note: window results sheet uses annual method to calculate window heat losses | [27 empty] | Slab on Grade |  |  |  | Ground | B22 | Ground | C24 | Ground | C24 |  | 'Ground'!C24 | x
| Authors: | [59 empty] | Heated Basement or Underground Floor Slab |  |  |  | Ground | B27 | Ground | C29 | Ground | C29 |  | 'Ground'!C29 | 0
| Peter Warm | [19 empty] | WARM PHPP Results Sheet - Project Data | [12 empty] | WARM PHPP Results Sheet - Windows - Page 2 | [15 empty] | Assembly no. | Building assembly description | [7 empty] | Interior insulation? |  | Unheated basement |  |  |  | Ground | B30 | Ground | C32 | Ground | C32 |  | 'Ground'!C32 | 0
| John Trinick | [27 empty] | Yellow = input required | [31 empty] | Suspended Floor |  |  |  | Ground | B36 | Ground | C38 | Ground | C38 |  | 'Ground'!C38 | 0
| Liam McDonagh-Greaves | [19 empty] | Verification | [21 empty] | Shading | [17 empty] | Door area |  |  |  | Areas | S39 | Areas | AB40 | Areas | AB40 |  | 'Areas'!AB40 | 1.89
| Email: office@peterwarm.co.uk | [19 empty] | Item |  |  | Value |  | Item |  |  | Value |  |  |  |  | Ref | Qty. | Orientation | Aw | Ag | g | Uw | Glass Type | Frame Type |  |  | Gain kWh | Loss kWh | Net kWh | Net kWh/m2 | [5 empty] | Heat transfer resistance [m²K/W] interior Rsi : | [6 empty] | Door U value |  |  |  | Areas | W39 | Areas | AE40 | Areas | AE40 |  | 'Areas'!AE40 | 1.4
[21 empty] | Planned Number of Occupants |  |  | 2.3 (1-Standard (only for residential buildings)) |  | Building Type (Qty. of Dwelling Units) |  |  | 1-Residential building (1 units) |  |  |  | 51 | [20 empty] | exterior Rse : | [6 empty] | Total thermal envelope |  |  |  | Areas | E29 | Areas | N29 | Areas | N29 |  | 'Areas'!N29 | 303.014
[21 empty] | Specific Capacity |  |  | 168 Wh/m2K |  | IHG: Utilisation Pattern |  |  | 10-Dwelling |  |  |  | 52 | [27 empty] | Group Number Column |  |  |  | Areas | D40:D139 | Areas | M41:M140 | Areas | M41:M140 |  | 'Areas'!M41:M140
[21 empty] | Interior Temperature Winter |  |  | 20 degrees C |  | IHG: Values Winter/Summer |  |  | 2.6 W/m2 / 4.7 W/m2 (2-Standard) |  |  |  | 53 | [16 empty] | Area section 1 |  |  | l [W/(mK)] | Area section 2 (optional) | l [W/(mK)] | Area section 3 (optional) |  | l [W/(mK)] | Thickness [mm] |  | Quantity Column |  |  |  | Areas | G40:G139 | Areas | P41:P140 | Areas | P41:P140 |  | 'Areas'!P41:P140
[21 empty] | Floor Slab Type |  |  | Slab on Grade |  | Climate Data Set |  |  | GB0013a-Hemsby |  |  |  | 54 | [15 empty] | 1. | [11 empty] | HLA Area Column |  |  |  | Areas | S40:S139 | Areas | AB41:AB140 | Areas | AB41:AB140 |  | 'Areas'!AB41:AB140
[26 empty] | Elevation (Altitude) |  |  | 11 m |  |  |  | 55 | [15 empty] | 2. | [11 empty] | Area Orientation Column |  |  |  | Areas | Z40:Z139 | Areas | AI41:AI140 | Areas | AI41:AI140 |  | 'Areas'!AI41:AI140
[21 empty] | Areas | [11 empty] | 56 | [15 empty] | 3.
[21 empty] | Area |  |  | m2 |  | Thermal Bridges |  | Length (m) or Qty. | Psi- or Chi-Value (W/mK or W/K) |  | % Fabric Heat Loss |  | 57 | [15 empty] | 4. | [11 empty] | Area groups range |  |  |  | Areas | D40:D139 | Areas | M41:M140 | Areas | M41:M140 |  | 'Areas'!M41:M140
[21 empty] | TFA |  |  | 94.62 | [8 empty] | 58 | [15 empty] | 5. | [11 empty] | Area subtractions range |  |  |  | Areas | Q40:Q139 | Areas | Z41:Z140 | Areas | Z41:Z140 |  | 'Areas'!Z41:Z140
[21 empty] | HLA Floor |  |  | 71.3384 | [8 empty] | 59 | [15 empty] | 6.
[21 empty] | HLA Walls Above Ground |  |  | 127.7097 | [8 empty] | 60 | [15 empty] | 7. | [11 empty] | GLAZING SPECS
[21 empty] | HLA Walls Below Ground |  |  | 0 | [8 empty] | 61 | [15 empty] | 8. | [11 empty] | Glazing type names |  |  |  | Components | CG13:CG147 | Components | IE15:IE214 | Components | IE15:IE214 |  | 'Components'!IE15:IE214
[21 empty] | HLA Roof |  |  | 61.7229 | [8 empty] | 62 | [19 empty] | Percentage of sec. 1 |  | Percentage of sec. 2 |  |  | Percentage of sec. 3 | Total |  | Glazing g-values |  |  |  | Components | CH13:CH147 | Components | IF15:IF214 | Components | IF15:IF214 |  | 'Components'!IF15:IF214
[21 empty] | Windows North |  |  | 5.6592 | [8 empty] | 63 | [26 empty] | cm | Glazing U-values |  |  |  | Components | CI13:CI147 | Components | IG15:IG214 | Components | IG15:IG214 |  | 'Components'!IG15:IG214
[21 empty] | Windows East |  |  | 1.2993 | [8 empty] | 64
[21 empty] | Windows South |  |  | 9.5904 | [8 empty] | 65 | [18 empty] | U-value supplement |  | W/(m²K) |  | U-Value: |  | W/(m²K) |  |  | FRAME SPECS
[21 empty] | Windows West |  |  | 3.5457 | [8 empty] | 66 | [27 empty] | Frame type names |  |  |  | Components | CL13:CL111 | Components | IL15:IL388 | Components | IL15:IL388 |  | 'Components'!IL15:IL388
[21 empty] | Windows Horizontal |  |  | 0 | [8 empty] | 67 | [16 empty] | Assembly no. | Building assembly description | [7 empty] | Interior insulation? |  | Uf left |  |  |  | Components | CM13:CM111 | Components | IM15:IM388 | Components | IM15:IM388 |  | 'Components'!IM15:IM388
[21 empty] | Opaque Door |  |  | 1.89 | [8 empty] | 68 | [27 empty] | Uf right |  |  |  | Components | CN13:CN111 | Components | IN15:IN388 | Components | IN15:IN388 |  | 'Components'!IN15:IN388
[33 empty] | 69 | [27 empty] | Uf bottom |  |  |  | Components | CO13:CO111 | Components | IO15:IO388 | Components | IO15:IO388 |  | 'Components'!IO15:IO388
[21 empty] | Glazing Specifications | [6 empty] | Summertime Overheating |  |  |  |  | 70 | [20 empty] | Heat transfer resistance [m²K/W] interior Rsi : | [6 empty] | Uf top |  |  |  | Components | CP13:CP111 | Components | IP15:IP388 | Components | IP15:IP388 |  | 'Components'!IP15:IP388
[21 empty] | Glazing Type Name |  |  |  | g-Value | Ug-Value |  | Type of Ventilation |  |  | Air changes |  | 71 | [20 empty] | exterior Rse : | [6 empty] | Frame width left |  |  |  | Components | CQ13:CQ111 | Components | IQ15:IQ388 | Components | IQ15:IQ388 |  | 'Components'!IQ15:IQ388
[21 empty] | GBS Ultra (SGG Planitherm XNII, 4:20:4:20:4) |  |  |  | 0.54 | 0.52 |  | MVHR or AHU |  |  | 0.12 ac/h |  | 72 | [27 empty] | Frame width right |  |  |  | Components | CR13:CR111 | Components | IR15:IR388 | Components | IR15:IR388 |  | 'Components'!IR15:IR388
[21 empty] | Double Glazed – New units |  |  |  | 0.64 | 1.4 |  | Summer bypass enabled? (Yes/No) |  |  | Yes |  | 73 | [16 empty] | Area section 1 |  |  | l [W/(mK)] | Area section 2 (optional) | l [W/(mK)] | Area section 3 (optional) |  | l [W/(mK)] | Thickness [mm] |  | Frame width bottom |  |  |  | Components | Cs13:Cs111 | Components | IS15:IS388 | Components | IS15:IS388 |  | 'Components'!IS15:IS388
[28 empty] | Extract-only system |  |  | 0 ac/h |  | 74 | [15 empty] | 1. | [11 empty] | Frame width top |  |  |  | Components | Ct13:Ct111 | Components | IT15:IT388 | Components | IT15:IT388 |  | 'Components'!IT15:IT388
[28 empty] | Window ventilation (24-hour) |  |  | 2.22 ac/h |  | 75 | [15 empty] | 2. | [11 empty] | Spacer Psi left |  |  |  | Components | Cu13:Cu111 | Components | IU15:IU388 | Components | IU15:IU388 |  | 'Components'!IU15:IU388
[28 empty] | Additional night-time window opening |  |  | 0 ac/h |  | 76 | [15 empty] | 3. | [11 empty] | Spacer Psi right |  |  |  | Components | Cv13:Cv111 | Components | IV15:IV388 | Components | IV15:IV388 |  | 'Components'!IV15:IV388
[28 empty] | Additional mech. ventilation, automatic |  |  | 0 ac/h |  | 77 | [15 empty] | 4. | [11 empty] | Spacer Psi bottom |  |  |  | Components | Cw13:Cw111 | Components | IW15:IW388 | Components | IW15:IW388 |  | 'Components'!IW15:IW388
[33 empty] | 78 | [15 empty] | 5. | [11 empty] | Spacer Psi top |  |  |  | Components | Cx13:Cx111 | Components | IX15:IX388 | Components | IX15:IX388 |  | 'Components'!IX15:IX388
[21 empty] | Frame Specifications |  |  |  | Uf (W/m2K) |  |  |  | Frame Width (mm) |  |  |  | 79 | [15 empty] | 6. | [11 empty] | Installation Psi left |  |  |  | Components | Cy13:Cy111 | Components | IY15:IY388 | Components | IY15:IY388 |  | 'Components'!IY15:IY388
[21 empty] | Frame Type Name |  |  |  | Left | Right | Bottom | Top | Left | Right | Bottom | Top | 80 | [15 empty] | 7. | [11 empty] | Installation Psi right |  |  |  | Components | Cz13:Cz111 | Components | IZ15:IZ388 | Components | IZ15:IZ388 |  | 'Components'!IZ15:IZ388
[21 empty] | Anglia PVC 2000 – Openable single |  |  |  | 1.6 | 1.6 | 1.6 | 1.6 | 0.095 | 0.095 | 0.095 | 0.095 | 81 | [15 empty] | 8. | [11 empty] | Installation Psi bottom |  |  |  | Components | DA13:DA111 | Components | JA15:JA388 | Components | JA15:JA388 |  | 'Components'!JA15:JA388
[21 empty] | GBS ULTRA – inward opener |  |  |  | 0.96 | 0.96 | 1.08 | 0.96 | 0.12 | 0.12 | 0.138 | 0.12 | 82 | [19 empty] | Percentage of sec. 1 |  | Percentage of sec. 2 |  |  | Percentage of sec. 3 | Total |  | Installation Psi top |  |  |  | Components | DB13:DB111 | Components | JB15:JB388 | Components | JB15:JB388 |  | 'Components'!JB15:JB388
[33 empty] | 83 | [26 empty] | cm
[33 empty] | 84 | [27 empty] | WINDOWS
[33 empty] | 85 | [18 empty] | U-value supplement |  | W/(m²K) |  | U-Value: |  | W/(m²K) |  |  | Window sheet row change start |  |  |  |  | 0 |  | 0 |  | 0
[33 empty] | 86 | [27 empty] | Window Area |  |  |  | Windows | T | Windows | AF | Windows | AF |  | 'Windows'!AF
[21 empty] | Frame Specifications (continued) |  |  |  | Spacer Psi (W/mK) |  |  |  | Installation Psi (W/mK) |  |  |  | 87 | [16 empty] | Assembly no. | Building assembly description | [7 empty] | Interior insulation? |  | Glazing Area |  |  |  | Windows | U | Windows | AG | Windows | AG |  | 'Windows'!AG
[21 empty] | Frame Type Name |  |  |  | Left | Right | Bottom | Top | Left | Right | Bottom | Top | 88 | [27 empty] | U value |  |  |  | Windows | V | Windows | AH | Windows | AH |  | 'Windows'!AH
[21 empty] | Anglia PVC 2000 – Openable single |  |  |  | 0.04 | 0.04 | 0.04 | 0.04 | 0.088 | 0.088 | 0.088 | 0.1 | 89 | [27 empty] | Glazed Fraction per Window |  |  |  | Windows | AG | Windows | AI | Windows | AI |  | 'Windows'!AI
[21 empty] | GBS ULTRA – inward opener |  |  |  | 0.024 | 0.024 | 0.024 | 0.024 | 0.035 | 0.035 | 0.035 | 0.035 | 90 | [20 empty] | Heat transfer resistance [m²K/W] interior Rsi : | [6 empty] | G value |  |  |  | Windows | K | Windows | W | Windows | W |  | 'Windows'!W
[33 empty] | 91 | [20 empty] | exterior Rse : | [6 empty] | Orientation |  |  |  | Windows | E | Windows | P | Windows | P |  | 'Windows'!P
[33 empty] | 92 | [27 empty] | Glazing - top table |  |  |  | Windows | B10:Q14 | Windows | M10:AC14 | Windows | M10:AC14 |  | 'Windows'!M10:AC14
[33 empty] | 93 | [16 empty] | Area section 1 |  |  | l [W/(mK)] | Area section 2 (optional) | l [W/(mK)] | Area section 3 (optional) |  | l [W/(mK)] | Thickness [mm] |  | Heating hours |  |  |  | Windows | O7 | Windows | N21 | Windows | N21 |  | 'Windows'!N21 | 66.0704
[33 empty] | 94 | [15 empty] | 1. | [11 empty] | Window name |  |  |  | Windows | B | Windows | M | Windows | M |  | 'Windows'!M
[21 empty] | Ventilation | [11 empty] | 95 | [15 empty] | 2. | [11 empty] | Trans. loss |  |  |  | Windows | O | Windows | AA | Windows | AA |  | 'Windows'!AA
[21 empty] | Air Test Result |  | 2.5 ac/h |  | Ave Mech Vent Rate |  | 0.12 ac/h (26 m3/h) | [5 empty] | 96 | [15 empty] | 3. | [11 empty] | Heat gains |  |  |  | Windows | Q | Windows | AC | Windows | AC |  | 'Windows'!AC
[21 empty] | Air Test Volume |  | 235.23 m3 | [9 empty] | 97 | [15 empty] | 4. | [11 empty] | Window area sum |  |  |  | Windows | J | Windows | U | Windows | U |  | 'Windows'!U
[25 empty] | Intake Duct |  |  |  | Exhaust Duct |  |  |  | 98 | [15 empty] | 5. | [11 empty] | Window area range |  |  |  | Windows | J10:J14 | Windows | U10:U14 | Windows | U10:U14 |  | 'Windows'!U10:U14
[21 empty] | Quantity | Vent Unit |  |  | Length (m) | Dia. or W x H (mm) | Ins. Thick. (mm) | Ins. Cond. (W/mK) | Length (m) | Dia. or W x H (mm) | Ins. Thick. (mm) | Ins. Cond. (W/mK) | 99 | [15 empty] | 6.
[33 empty] | 100 | [15 empty] | 7. | [11 empty] | Windows qty. |  |  |  | Windows | A | Windows | L | Windows | L |  | 'Windows'!L
[21 empty] | 1 | 01ud-Itho HRV ECO4 |  |  | 0.6 | 150 | 40 | 0.034 | 0.6 | 150 | 40 | 0.034 | 101 | [15 empty] | 8. | [11 empty] | Window glazing type |  |  |  | Windows | I | Windows | T | Windows | T |  | 'Windows'!T
[53 empty] | Percentage of sec. 1 |  | Percentage of sec. 2 |  |  | Percentage of sec. 3 | Total |  | Window frame type |  |  |  | Windows | J | Windows | U | Windows | U |  | 'Windows'!U
[60 empty] | cm | Individ. window solar gains |  |  |  | Shading | AA | Shading | AY | Shading | AY |  | 'Shading'!AY
[52 empty] | U-value supplement |  | W/(m²K) |  | U-Value: |  | W/(m²K) |  |  | Dirt |  |  |  | Windows | E9 | Windows | P9 | Windows | P9 |  | 'Windows'!P9 | 0.95
[61 empty] | Non-perpendicular correction |  |  |  | Windows | F9 | Windows | Q9 | Windows | Q9 |  | 'Windows'!Q9 | 0.85
[61 empty] | Transmission Losses Heating Period NORTH |  |  |  | Windows | O10 | Windows | AA10 | Windows | AA10 |  | 'Windows'!AA10 | 288.0601
[61 empty] | Transmission Losses Heating Period EAST |  |  |  | Windows | O11 | Windows | AA11 | Windows | AA11 |  | 'Windows'!AA11 | 83.0277
[61 empty] | Transmission Losses Heating Period SOUTH |  |  |  | Windows | O12 | Windows | AA12 | Windows | AA12 |  | 'Windows'!AA12 | 542.9304
[61 empty] | Transmission Losses Heating Period WEST |  |  |  | Windows | O13 | Windows | AA13 | Windows | AA13 |  | 'Windows'!AA13 | 217.5034
[61 empty] | Transmission Losses Heating Period HORIZONTAL |  |  |  | Windows | O14 | Windows | AA14 | Windows | AA14 |  | 'Windows'!AA14 | 0
[61 empty] | Solar Gains Heating Period NORTH |  |  |  | Windows | Q10 | Windows | AC10 | Windows | AC10 |  | 'Windows'!AC10 | 132.2657
[61 empty] | Solar Gains Heating Period EAST |  |  |  | Windows | Q11 | Windows | AC11 | Windows | AC11 |  | 'Windows'!AC11 | 40.4912
[61 empty] | Solar Gains Heating Period SOUTH |  |  |  | Windows | Q12 | Windows | AC12 | Windows | AC12 |  | 'Windows'!AC12 | 897.799
[61 empty] | Solar Gains Heating Period WEST |  |  |  | Windows | Q13 | Windows | AC13 | Windows | AC13 |  | 'Windows'!AC13 | 172.758
[61 empty] | Solar Gains Heating Period HORIZONTAL |  |  |  | Windows | Q14 | Windows | AC14 | Windows | AC14 |  | 'Windows'!AC14 | 0
SHADING
[61 empty] | Shading total/winter |  |  |  | Shading | U | Shading | AM | Shading | AM |  | 'Shading'!AM
[61 empty] | Shading summer |  |  |  | Shading | Y | Shading | AQ | Shading | AQ |  | 'Shading'!AQ
[61 empty] | Shading total north winter |  |  |  | Shading | L7 | Shading | AC8 | Shading | AC8 |  | 'Shading'!AC8 | 0.91356
[61 empty] | Shading total east winter |  |  |  | Shading | L8 | Shading | AC9 | Shading | AC9 |  | 'Shading'!AC9 | 0.78596
[61 empty] | Shading total south winter |  |  |  | Shading | L9 | Shading | AC10 | Shading | AC10 |  | 'Shading'!AC10 | 0.86543
[61 empty] | Shading total west winter |  |  |  | Shading | L10 | Shading | AC11 | Shading | AC11 |  | 'Shading'!AC11 | 0.67701
[61 empty] | Shading total horizontal winter |  |  |  | Shading | L11 | Shading | AC12 | Shading | AC12 |  | 'Shading'!AC12 | 1
[61 empty] | Shading total north summer |  |  |  | Shading | M7 | Shading | AD8 | Shading | AD8 |  | 'Shading'!AD8 | 0.95661
[61 empty] | Shading total east winter |  |  |  | Shading | M8 | Shading | AD9 | Shading | AD9 |  | 'Shading'!AD9 | 0.84952
[61 empty] | Shading total south winter |  |  |  | Shading | M9 | Shading | AD10 | Shading | AD10 |  | 'Shading'!AD10 | 0.83779
[61 empty] | Shading total west winter |  |  |  | Shading | M10 | Shading | AD11 | Shading | AD11 |  | 'Shading'!AD11 | 0.77385
[61 empty] | Shading total horizontal winter |  |  |  | Shading | M11 | Shading | AD12 | Shading | AD12 |  | 'Shading'!AD12 | 1
U-VALUE BUILD-UPS
[61 empty] | U-value build-up list |  |  |  | Components | B13:B111 | Components | D15:D113 | Components | D15:D113 |  | 'Components'!D15:D113
[61 empty] | U-value build-up names |  |  |  | U-Values | D8:D1726 | U-Values | M11:M1729 | U-Values | M11:M1729 |  | 'U-Values'!M11:M1729
[61 empty] | Assembly no. |  |  |  | U-Values | C8:C1726 | U-Values | L11:L1729 | U-Values | L11:L1729 |  | 'U-Values'!L11:L1729
[61 empty] | Interior insulation? |  |  |  | U-Values | P8:P1726 | U-Values | S11:S1729 | U-Values | S11:S1729 |  | 'U-Values'!S11:S1729
[61 empty] | interior Rsi |  |  |  | U-Values | H8:H1726 | U-Values | O11:O1729 | U-Values | O11:O1729 |  | 'U-Values'!O11:O1729
[61 empty] | exterior Rse |  |  |  | U-Values | H8:H1726 | U-Values | O11:O1729 | U-Values | O11:O1729 |  | 'U-Values'!O11:O1729
[61 empty] | Area section 1 |  |  |  | U-Values | C8:C1726 | U-Values | L11:L1729 | U-Values | L11:L1729 |  | 'U-Values'!L11:L1729
[61 empty] | Lamda 1 |  |  |  | U-Values | F8:F1726 | U-Values | M11:M1729 | U-Values | M11:M1729 |  | 'U-Values'!M11:M1729
[61 empty] | Area section 2 |  |  |  | U-Values | G8:G1726 | U-Values | N11:N1729 | U-Values | N11:N1729 |  | 'U-Values'!N11:N1729
[61 empty] | Lamda 2 |  |  |  | U-Values | J8:J1726 | U-Values | O11:O1729 | U-Values | O11:O1729 |  | 'U-Values'!O11:O1729
[61 empty] | Area section 3 |  |  |  | U-Values | K8:K1726 | U-Values | P11:P1729 | U-Values | P11:P1729 |  | 'U-Values'!P11:P1729
[61 empty] | Lamda 3 |  |  |  | U-Values | N8:N1726 | U-Values | Q11:Q1729 | U-Values | Q11:Q1729 |  | 'U-Values'!Q11:Q1729
[61 empty] | Thickness |  |  |  | U-Values | P8:P1726 | U-Values | S11:S1729 | U-Values | S11:S1729 |  | 'U-Values'!S11:S1729
[61 empty] | Percentage of sec 2 |  |  |  | U-Values | J8:J1726 | U-Values | O11:O1729 | U-Values | O11:O1729 |  | 'U-Values'!O11:O1729
[61 empty] | Percentage of sec 3 |  |  |  | U-Values | N8:N1726 | U-Values | Q11:Q1729 | U-Values | Q11:Q1729 |  | 'U-Values'!Q11:Q1729
[61 empty] | U-value supplement |  |  |  | U-Values | F8:F1726 | U-Values | M11:M1729 | U-Values | M11:M1729 |  | 'U-Values'!M11:M1729
[61 empty] | U-value |  |  |  | U-Values | L8:L1726 | U-Values | Q11:Q1729 | U-Values | Q11:Q1729 |  | 'U-Values'!Q11:Q1729
VENTILATION
[61 empty] | n50 |  |  |  | Ventilation | G27 | Ventilation | N27 | Ventilation | N27 |  | 'Ventilation'!N27 | 2.5
[61 empty] | Vn50 |  |  |  | Ventilation | I27 | Ventilation | P27 | Ventilation | P27 |  | 'Ventilation'!P27 | 235.2253
[61 empty] | Vent Air Change Rate |  |  |  | Ventilation | H43 | Ventilation | N43 | Ventilation | N43 |  | 'Ventilation'!N43 | 0.12111
[61 empty] | Vent Flow Rate |  |  |  | Ventilation | G43 | Ventilation | M43 | Ventilation | M43 |  | 'Ventilation'!M43 | 25.8974
[61 empty] | Additional Vent Sheet Used? |  |  |  | Ventilation | A42 | Ventilation | H42 | Ventilation | H42 |  | 'Ventilation'!H42 | 0
[61 empty] | Single Vent: Unit Used |  |  |  | Ventilation | E84 | Ventilation | K88 | Ventilation | K88 |  | 'Ventilation'!K88 | 01ud-Itho HRV ECO4
[61 empty] | Single Vent: Intake Duct Length |  |  |  | Ventilation | G87 | Ventilation | N91 | Ventilation | N91 |  | 'Ventilation'!N91 | 0.6
[61 empty] | Single Vent: Intake Duct Diameter |  |  |  | Ventilation | E102 | Ventilation | L106 | Ventilation | L106 |  | 'Ventilation'!L106 | 150
[61 empty] | Single Vent: Intake Duct Insulation Thickness |  |  |  | Ventilation | E103 | Ventilation | L107 | Ventilation | L107 |  | 'Ventilation'!L107 | 40
[61 empty] | Single Vent: Intake Duct Insulation Cond |  |  |  | Ventilation | E108 | Ventilation | L112 | Ventilation | L112 |  | 'Ventilation'!L112 | 0.034
[61 empty] | Single Vent: Exhaust Duct Length |  |  |  | Ventilation | G89 | Ventilation | N93 | Ventilation | N93 |  | 'Ventilation'!N93 | 0.6
[61 empty] | Single Vent: Exhaust Duct Diameter |  |  |  | Ventilation | J102 | Ventilation | Q106 | Ventilation | Q106 |  | 'Ventilation'!Q106 | 150
[61 empty] | Single Vent: Exhaust Duct Insulation Thickness |  |  |  | Ventilation | J103 | Ventilation | Q107 | Ventilation | Q107 |  | 'Ventilation'!Q107 | 40
[61 empty] | Single Vent: Exhaust Duct Insulation Cond |  |  |  | Ventilation | J108 | Ventilation | Q112 | Ventilation | Q112 |  | 'Ventilation'!Q112 | 0.034
[61 empty] | Additional Vent: Quantities of Vent. Units Used |  |  |  | Additional vent | B95:B104 | Addl vent | D97:D106 | Additional Vent | D97:D106 |  | 'Addl vent'!D97:D106
[61 empty] | Additional Vent: List of Vent. Units Used |  |  |  | Additional vent | D95:D104 | Addl vent | F97:F106 | Additional Vent | F97:F106 |  | 'Addl vent'!F97:F106
[61 empty] | Additional Vent: First Cell of List of Vent. Units Used |  |  |  | Additional vent | A95:D104 | Addl vent | C97:F106 | Additional Vent | C97:F106 |  | 'Addl vent'!C97:F106
[61 empty] | Additional Vent: Duct Diameter |  |  |  | Additional vent | E125:E144 | Addl vent | E127:E146 | Additional Vent | E127:E146 |  | 'Addl vent'!E127:E146
[61 empty] | Additional Vent: Duct Width |  |  |  | Additional vent | F125:F144 | Addl vent | F127:F146 | Additional Vent | F127:F146 |  | 'Addl vent'!F127:F146
[61 empty] | Additional Vent: Duct Height |  |  |  | Additional vent | G125:G144 | Addl vent | G127:G146 | Additional Vent | G127:G146 |  | 'Addl vent'!G127:G146
[61 empty] | Additional Vent: Insulation Thickness |  |  |  | Additional vent | H125:H144 | Addl vent | H127:H146 | Additional Vent | H127:H146 |  | 'Addl vent'!H127:H146
[61 empty] | Additional Vent: Insulation Conductivity |  |  |  | Additional vent | I125:I144 | Addl vent | I127:I146 | Additional Vent | I127:I146 |  | 'Addl vent'!I127:I146
[61 empty] | Additional Vent: Ambient or Extract Air Duct |  |  |  | Additional vent | M125:M144 | Addl vent | M127:M146 | Additional Vent | M127:M146 |  | 'Addl vent'!M127:M146
[61 empty] | Additional Vent: Exhaust or Flow Duct |  |  |  | Additional vent | N125:N144 | Addl vent | N127:N146 | Additional Vent | N127:N146 |  | 'Addl vent'!N127:N146
[61 empty] | Additional Vent: Ambient Vent: Length of Supply Air |  |  |  | Additional vent | L125:L144 | Addl vent | L127:L146 | Additional Vent | L127:L146 |  | 'Addl vent'!L127:L146
[61 empty] | Additional Vent: Vent Unit 1 |  |  |  | Additional vent | R125:R144 | Addl vent | Q127:Q146 | Additional Vent | Q127:Q146 |  | 'Addl vent'!Q127:Q146
[61 empty] | Additional Vent: Vent Unit 2 |  |  |  | Additional vent | S125:S144 | Addl vent | R127:R146 | Additional Vent | R127:R146 |  | 'Addl vent'!R127:R146
[61 empty] | Additional Vent: Vent Unit 3 |  |  |  | Additional vent | T125:T144 | Addl vent | S127:S146 | Additional Vent | S127:S146 |  | 'Addl vent'!S127:S146
[61 empty] | Additional Vent: Vent Unit 4 |  |  |  | Additional vent | U125:U144 | Addl vent | T127:T146 | Additional Vent | T127:T146 |  | 'Addl vent'!T127:T146
[61 empty] | Additional Vent: Vent Unit 5 |  |  |  | Additional vent | V125:V144 | Addl vent | U127:U146 | Additional Vent | U127:U146 |  | 'Addl vent'!U127:U146
[61 empty] | Additional Vent: Vent Unit 6 |  |  |  | Additional vent | W125:W144 | Addl vent | V127:V146 | Additional Vent | V127:V146 |  | 'Addl vent'!V127:V146
[61 empty] | Additional Vent: Vent Unit 7 |  |  |  | Additional vent | X125:X144 | Addl vent | W127:W146 | Additional Vent | W127:W146 |  | 'Addl vent'!W127:W146
[61 empty] | Additional Vent: Vent Unit 8 |  |  |  | Additional vent | Y125:Y144 | Addl vent | X127:X146 | Additional Vent | X127:X146 |  | 'Addl vent'!X127:X146
[61 empty] | Additional Vent: Vent Unit 9 |  |  |  | Additional vent | Z125:Z144 | Addl vent | Y127:Y146 | Additional Vent | Y127:Y146 |  | 'Addl vent'!Y127:Y146
[61 empty] | Additional Vent: Vent Unit 10 |  |  |  | Additional vent | AA125:AA144 | Addl vent | Z127:Z146 | Additional Vent | Z127:Z146 |  | 'Addl vent'!Z127:Z146
HEATING (MONTHLY)
[61 empty] | Wall HL Monthly |  |  |  | Heating | O11 | Heating | O14 | Heating | O14 |  | 'Heating'!O14 | 1587.1948
[61 empty] | Wall BG HL Monthly |  |  |  | Heating | O12 | Heating | O15 | Heating | O15 |  | 'Heating'!O15 | 0
[61 empty] | Roof HL Monthly |  |  |  | Heating | O13 | Heating | O16 | Heating | O16 |  | 'Heating'!O16 | 638.5595
[61 empty] | Floor HL Monthly |  |  |  | Heating | O14 | Heating | O17 | Heating | O17 |  | 'Heating'!O17 | 1029.5433
[61 empty] | Other 1 |  |  |  | Heating | O15 | Heating | O18 | Heating | O18 |  | 'Heating'!O18 | 0
[61 empty] | Other 2 |  |  |  | Heating | O16 | Heating | O19 | Heating | O19 |  | 'Heating'!O19 | 192.8506
[61 empty] | Other 3 |  |  |  | Heating | O17 | Heating | O20 | Heating | O20 |  | 'Heating'!O20 | 527.5034
[61 empty] | Window HL Monthly |  |  |  | Heating | O18 | Heating | O21 | Heating | O21 |  | 'Heating'!O21 | 1321.6315
[61 empty] | Door HL Monthly |  |  |  | Heating | O19 | Heating | O22 | Heating | O22 |  | 'Heating'!O22 | 204.1947
[61 empty] | Exterior TB Monthly |  |  |  | Heating | O20 | Heating | O23 | Heating | O23 |  | 'Heating'!O23 | -96.9269
[61 empty] | Perimeter TB Monthly |  |  |  | Heating | O21 | Heating | O24 | Heating | O24 |  | 'Heating'!O24 | -524.2968
[61 empty] | Ground TB Monthly |  |  |  | Heating | O22 | Heating | O25 | Heating | O25 |  | 'Heating'!O25 | 0
[61 empty] | Vv Monthly |  |  |  | Heating | G37 | Heating | G40 | Heating | G40 |  | 'Heating'!G40 | 213.8412
[61 empty] | nV,Res |  |  |  | Heating | M32 | Heating | M35 | Heating | M35 |  | 'Heating'!M35 | 0.1925
[61 empty] | cAir |  |  |  | Heating | K37 | Heating | K40 | Heating | K40 |  | 'Heating'!K40 | 0.33
[61 empty] | Gt |  |  |  | Heating | M37 | Heating | M40 | Heating | M40 |  | 'Heating'!M40 | 77.1711
[61 empty] | Gain uti. Monthly |  |  |  | Heating | O68 | Heating | O72 | Heating | O72 |  | 'Heating'!O72 | 0.91693
[61 empty] | Ventilation Heat Losses QV Monthly |  |  |  | Heating | Q40 | Heating | Q43 | Heating | Q43 |  | 'Heating'!Q43 | 12.1887
[61 empty] | Int. Gains Monthly |  |  |  | Heating | Q61 | Heating | Q65 | Heating | Q65 |  | 'Heating'!Q65 | 17.2215
[61 empty] | Solar gains Monthly |  |  |  | Heating | Q57 | Heating | Q61 | Heating | Q61 |  | 'Heating'!Q61 | 23.3587
[61 empty] | U val Exterior Wall - Ambient |  |  |  | Heating | I11 | Heating | I14 | Heating | I14 |  | 'Heating'!I14 | 0.16105
[61 empty] | U val Exterior Wall - Ground |  |  |  | Heating | I12 | Heating | I15 | Heating | I15 |  | 'Heating'!I15
[61 empty] | U val Roof/Ceiling - Ambient |  |  |  | Heating | I13 | Heating | I16 | Heating | I16 |  | 'Heating'!I16 | 0.13406
[61 empty] | U val Floor Slab |  |  |  | Heating | I14 | Heating | I17 | Heating | I17 |  | 'Heating'!I17 | 0.38045
[61 empty] | U val |  |  |  | Heating | I15 | Heating | I18 | Heating | I18 |  | 'Heating'!I18
[61 empty] | U val |  |  |  | Heating | I16 | Heating | I19 | Heating | I19 |  | 'Heating'!I19 | 1.4
[61 empty] | U val |  |  |  | Heating | I17 | Heating | I20 | Heating | I20 |  | 'Heating'!I20 | 0.44287
[61 empty] | [8] Wall AM Temp. Factor ft |  |  |  | Heating | K11 | Heating | K14 | Heating | K14 |  | 'Heating'!K14 | 1
[61 empty] | [9] Wall BG Temp. Factor ft |  |  |  | Heating | K12 | Heating | K15 | Heating | K15 |  | 'Heating'!K15 | 1
[61 empty] | [10] roof Temp. Factor ft |  |  |  | Heating | K13 | Heating | K16 | Heating | K16 |  | 'Heating'!K16 | 1
[61 empty] | [11] Floor Temp. Factor ft |  |  |  | Heating | K14 | Heating | K17 | Heating | K17 |  | 'Heating'!K17 | 1
[61 empty] | [12] other1 Temp. Factor ft |  |  |  | Heating | K15 | Heating | K18 | Heating | K18 |  | 'Heating'!K18 | 1
[61 empty] | [13] other2 Temp. Factor ft |  |  |  | Heating | K16 | Heating | K19 | Heating | K19 |  | 'Heating'!K19 | 0.85
[61 empty] | [14] other3 Temp. Factor ft |  |  |  | Heating | K17 | Heating | K20 | Heating | K20 |  | 'Heating'!K20 | 0.85
HEATING (ANNUAL)
[61 empty] | Ventilation Heat Losses QV annual |  |  |  | Annual heating | Q36 | Annual heating | Q38 | Annual heating | Q38 |  | 'Annual heating'!Q38 | 10.4354
[61 empty] | Trans. Heat loss annual |  |  |  | Annual heating | Q23 | Annual heating | Q25 | Annual heating | Q25 |  | 'Annual heating'!Q25 | 43.9867
[61 empty] | Int. Gains annual |  |  |  | Annual heating | Q56 | Annual heating | Q59 | Annual heating | Q59 |  | 'Annual heating'!Q59 | 13.04
[61 empty] | Solar gains annual |  |  |  | Annual heating | Q52 | Annual heating | Q55 | Annual heating | Q55 |  | 'Annual heating'!Q55 | 13.1401
[61 empty] | Total losses annual |  |  |  | Annual heating | Q41 | Annual heating | Q43 | Annual heating | Q43 |  | 'Annual heating'!Q43 | 54.4222
[61 empty] | Total gains annual |  |  |  | Annual heating | Q65 | Annual heating | Q68 | Annual heating | Q68 |  | 'Annual heating'!Q68 | 25.8257
[61 empty] | Toal heat demand annual |  |  |  | Annual heating | Q68 | Annual heating | Q71 | Annual heating | Q71 |  | 'Annual heating'!Q71 | 28.5965
SUMMERTIME OVERHEATING
[61 empty] | Air changes MVHR or AHU |  |  |  | SummVent | D19 | SummVent | L20 | SummVent | L20 |  | 'SummVent'!L20 | 0.12111
[61 empty] | Summer bypass enabled? (Yes/No) |  |  |  | SummVent | J22 | SummVent | R24 | SummVent | R24 |  | 'SummVent'!R24 | 0
[61 empty] | Air changes extract-only system |  |  |  | SummVent | D24 | SummVent | L27 | SummVent | L27 |  | 'SummVent'!L27 | 0
[61 empty] | Air changes window ventilation (24-hour) |  |  |  | SummVent | D27 | SummVent | L31 | SummVent | L31 |  | 'SummVent'!L31 | 2.2218
[61 empty] | Air changes additional night-time window opening |  |  |  | SummVent | H57 | SummVent | P59 | SummVent | P59 |  | 'SummVent'!P59 | 0
[61 empty] | Air changes additional mech. ventilation, automatic |  |  |  | SummVent | H59 | SummVent | P61 | SummVent | P61 |  | 'SummVent'!P61 | 0
[61 empty] | Vent heating load |  |  |  | Heating Load | Q88 | Heating Load | Q93 | Heating Load | Q93 |  | 'Heating Load'!Q93 | 17.5089
[61 empty] | Heating load |  |  |  | Heating Load | Q93 | Heating Load | Q98 | Heating Load | Q98 |  | 'Heating Load'!Q98 | 3.182
[61 empty] | Overheating % |  |  |  | Summer | I59 | Summer | I60 | Summer | I60 |  | 'Summer'!I60 | 0
[61 empty] | Other version options | [10 empty] | DON’T COPY FORMULAS FROM ABOVE - THEY ARE DIFFERENT
[64 empty] | Window sum area rows |  | 10 |  | 10 |  | 10 |  | 10 | 10
[64 empty] | Window sum area rows |  | 11 |  | 11 |  | 11 |  | 11 | 11
[64 empty] | Window sum area rows |  | 12 |  | 12 |  | 12 |  | 12 | 12
[64 empty] | Window sum area rows |  | 13 |  | 13 |  | 13 |  | 13 | 13
[64 empty] | Window sum area rows |  | 14 |  | 14 |  | 14 |  | 14 | 14
0
[64 empty] | Window sheet start row |  | 24 |  | 24 |  | 24 |  | 24 | 24
[64 empty] | Shading sheet start row |  | 17 |  | 17 |  | 17 |  | 17 | 17
0
[64 empty] | Win global radiation col. |  | 12 |  | 13 |  | 13 |  | 13 | 13
0
0
0
0
Version History
[61 empty] | 5 | reference formula for annual heating demand corrected for version PHPP 1.2.1
[61 empty] | 5.3 | reformatted, bug fixes, multiple PHPP version support
[61 empty] | 5.3.1 | Thermal bridges text on graph set to appear if negative cell R14
[61 empty] | 5.4 | V8 PHPP compatibility
[61 empty] | 5.5 | Fixes and window sheet beta
[61 empty] | 6.01 | Added new reporting sheets. Now PHPP 9 compatible. No longer functional for PHPP versions earlier than 8.
[61 empty] | 6.02 | Bug fix - heat loss pie chart colours
[61 empty] | 6.03 | Minor big fixes incl. making compatible with PHPP 8.4
[61 empty] | 6.04 | Minor bug fixes, add Macro button
[61 empty] | 6.05 | Fix to work with PHPP 9.6
[61 empty] | 6.06 | Bug fixes, incuding: fix MVHR duct specs and PE/PER display not working in PHPP 9.6, update to work with PHPP 8.4, additional usage instructions, results table error checks heating demand, overheating, PE and PER current results against most recent entry in table.
Note on C10: Type "N" if this entry is a temporary alteration that you then immediately reversed. Otherwise, type "Y".
Note on D10: Who made the change? Enter initials.
Note on T11: All cells below this one should equal the current annual heating demand minus the previous annual heating demand.
Note on V47: John Trinick: HLFF is the ratio of heat loss area to treated floor area. Higher values make Passivhaus harder to achieve. Typical range 2 to 4 - where 4 requires very high performance in term of U values, windows, MVHR.
Note on AU4: All gains and losses (columns AU to AX) use annual method figures, as found in the Windows sheet.
Note on BC27: To introduce the effects of, e.g. wall anchors substructures of curtain walls, anchored EIFS, nails within the construction gap insulation, etc.
Note on BC47: To introduce the effects of, e.g. wall anchors substructures of curtain walls, anchored EIFS, nails within the construction gap insulation, etc.
Note on BC79: To introduce the effects of, e.g. wall anchors substructures of curtain walls, anchored EIFS, nails within the construction gap insulation, etc.
Note on BC99: To introduce the effects of, e.g. wall anchors substructures of curtain walls, anchored EIFS, nails within the construction gap insulation, etc.
Note on BC119: To introduce the effects of, e.g. wall anchors substructures of curtain walls, anchored EIFS, nails within the construction gap insulation, etc.
Note on BM10: For verification of Passive House buildings as well as for EnerPHit according to space heating demand no entry is required here. For verification of EnerPHit according to quality of building components, please specify whether this is a building assembly with interior insulation (as defined in the EnerPHit building certification criteria).
Note on BM30: For verification of Passive House buildings as well as for EnerPHit according to space heating demand no entry is required here. For verification of EnerPHit according to quality of building components, please specify whether this is a building assembly with interior insulation (as defined in the EnerPHit building certification criteria).
Note on BM62: For verification of Passive House buildings as well as for EnerPHit according to space heating demand no entry is required here. For verification of EnerPHit according to quality of building components, please specify whether this is a building assembly with interior insulation (as defined in the EnerPHit building certification criteria).
Note on BM82: For verification of Passive House buildings as well as for EnerPHit according to space heating demand no entry is required here. For verification of EnerPHit according to quality of building components, please specify whether this is a building assembly with interior insulation (as defined in the EnerPHit building certification criteria).
Note on BM102: For verification of Passive House buildings as well as for EnerPHit according to space heating demand no entry is required here. For verification of EnerPHit according to quality of building components, please specify whether this is a building assembly with interior insulation (as defined in the EnerPHit building certification criteria).
Note on BO6: Liam McDonagh-Greaves: This table contains figures used for conditional formatting of shading columns in window analysis section.
Note on BT28: Liam McDonagh-Greaves: Intentionally points to a blank cell
John Trinick - WARM
Peter Warm - WARM
Liam McDonagh-Greaves - WARM
John Trinick - WARM
Peter Warm - WARM
Liam McDonagh-Greaves - WARM
John Trinick - WARM
Peter Warm - WARM

## GTE Results
GTE Results
| Results with current data in force | #REF! | #REF! | #REF! | #REF! | #REF! | #REF! | #REF! | #REF!
|  | 1 | 2 | 3 | 4 | 5 | 6 | 7 | 8 | Walls to Exterior
TFA (m2) | 94.62 | 94.62 | 94.62 | 94.62 | 94.62 | 94.62 | 94.62 | 94.62 | 94.62 | Infiltration
Heat Losses (kwh/m2.a) |  | 0 | 0 | 0 | 0 | 0 | 0 | 0 | 0 | Thermal Bridges
|  | 0 | 0 | 0 | 0 | 0 | 0 | 0 | 0 | Ventilation
Walls to Exterior | 16.7744 | 13.7704 | 13.7704 | 13.7704 | 13.7704 | 13.7704 | 13.7704 | 13.7704 | 13.7704 | Roofs
Walls to alt temp zones | 7.6131 | 0 | 0 | 0 | 0 | 0 | 0 | 0 | 0 | Floors
Windows & Doors | 16.1258 | 19.5445 | 19.5445 | 19.5445 | 19.5445 | 19.5445 | 19.5445 | 19.5445 | 19.5445
Roofs | 6.7487 | 6.2626 | 6.2626 | 6.2626 | 6.2626 | 6.2626 | 6.2626 | 6.2626 | 6.2626
Floors | 10.8808 | 11.0927 | 11.0927 | 11.0927 | 11.0927 | 11.0927 | 11.0927 | 11.0927 | 11.0927 | Walls to alt temp zones
Thermal Bridges | -6.5655 | 2.059 | 2.059 | 2.059 | 2.059 | 2.059 | 2.059 | 2.059 | 2.059 | Windows and Doors
Ventilation | 1.1095 | 5.4567 | 5.4567 | 5.4567 | 5.4567 | 5.4567 | 5.4567 | 5.4567 | 5.4567
Infiltration | 11.0792 | 5.6444 | 5.6444 | 5.6444 | 5.6444 | 5.6444 | 5.6444 | 5.6444 | 5.6444
|  | 0 | 0 | 0 | 0 | 0 | 0 | 0 | 0
|  | 0 | 0 | 0 | 0 | 0 | 0 | 0 | 0
Heat Gains (kwh/m2.a) |  | 0 | 0 | 0 | 0 | 0 | 0 | 0 | 0
|  | 0 | 0 | 0 | 0 | 0 | 0 | 0 | 0
Solar | 21.4183 | 18.7816 | 18.7816 | 18.7816 | 18.7816 | 18.7816 | 18.7816 | 18.7816 | 18.7816
Internal | 15.7909 | 15.2287 | 15.2287 | 15.2287 | 15.2287 | 15.2287 | 15.2287 | 15.2287 | 15.2287
Heat Demand (kWh/m2.yr) | 26.5569 | 29.82 | 29.82 | 29.82 | 29.82 | 29.82 | 29.82 | 29.82 | 29.82
|  | 0 | 0 | 0 | 0 | 0 | 0 | 0 | 0
Heat Load (W/m2) | 17.5089 | 15.608 | 15.608 | 15.608 | 15.608 | 15.608 | 15.608 | 15.608 | 15.608
|  | 0 | 0 | 0 | 0 | 0 | 0 | 0 | 0
Primary Energy (kWh/m2.yr) | 35.7483 | 116.1537 | 116.1537 | 116.1537 | 116.1537 | 116.1537 | 116.1537 | 116.1537 | 116.1537
Results Driver (do not edit)
| Losses | 1: Gains
Walls to Exterior | 16.7744
Walls to alt temp zones | 7.6131
Windows & Doors | 16.1258
Roofs | 6.7487
Floors | 10.8808
Thermal Bridges | -6.5655
Ventilation | 1.1095
Infiltration | 11.0792
Solar |  | 1: 21.4183
Internal |  | 1: 15.7909
Heating |  | 1: 26.5569
Annual Heating Cost | 139.601
(assumes 90% eff gas boiler and gas at 5p per kWh)

## SummVent
SommLuft | Speicher1 |  |  | Var1
|  | Variants ▼ |  |  | -
|  |  | Variant calculation |  | Summer ventilation | [10 empty] | EnerPHit with PHPP Version 9.3 | Error(s): | Warning(s):
|  |  | Ventilation |  | 23 / Climate: Hemsby / TFA: 95 m² / Heating: 26.6 kWh/(m²a) / Freq. overheating: 0 % / PER: 28.2 kWh/(m²a)
|  |  | Active variant: | [9 empty] | Building type: | Detached House
|  |  | 1- |  |  |  | Building volume: | 213.8412 | m³ |  |  |  | Heat recovery hHRV: | 84.08%
[7 empty] | Max. indoor absolute humidity: | 12 | g/kg |  |  |  | Energy recovery hER: | 0%
[7 empty] | Internal humidity sources: | 100 | g/(P*h) |  |  |  | Subsoil heat exchanger h*SHX: | 0%
| Makro-Speicher |  | Activate variant calculation with 'x': |  |  |  | Results passive cooling | [5 empty] | Results active cooling
[7 empty] | Frequency of overheating: | 0% |  | at the overheating limit Jmax | = 25 °C |  | Useful cooling demand: | 0.42744 | kWh/(m²a)
[7 empty] | max. humidity: | 11.8003 | g/kg |  |  |  | Dehumidification demand: | 0 | kWh/(m²a)
[7 empty] | Frequency of exceeded humidity: | 0.08228% |  |  |  |  | Frequency of exceeded humidity: | 0.08228%
[5 empty] | Summer basic ventilation to ensure adequate air quality | [13 empty] | Secondary calculation: Hygienic air change rate through window ventilation
Estimation for window air change rate to ensure sufficient air quality
|  |  | Air change rate via vent. system with supply air: | 0 |  | Air change rate via vent. system with supply air: |  | 0.12111 | 1/h |  |  |  | HRV/ERV in summer (check only one field) | [5 empty] | Description |  |  | West/East Small | West/East Large
|  |  | None | [9 empty] | None | [6 empty] | Open duration [h/d] |  | 4 | 4
|  |  | Automatic bypass, controlled by temperature difference | [9 empty] | Automatic bypass, controlled by temperature difference | x
|  |  | Automatic bypass, controlled by enthalpy difference | [9 empty] | Automatic bypass, controlled by enthalpy difference | [5 empty] | Climate boundary conditions
|  |  | Always | [9 empty] | Always | [6 empty] | Temperature diff interior - exterior |  | 4 | 4 |  |  |  |  | K
[20 empty] | Wind velocity |  | 2 | 2 |  |  |  |  | m/s
|  |  | Air change rate via extract air system: | 0 |  | Air change rate via extract air system: |  |  | 1/h | [9 empty] | Window group 1
|  |  | Specific power consumption (for extract air system): | 0 | [8 empty] | Specific power consumption (for extract air system) | 0.2 | Wh/m³ |  |  |  |  | Quantity |  | 3 | 2
[20 empty] | Clear width |  | 0.3 | 0.4 |  |  |  |  | m
[20 empty] | Clear height |  | 1 | 1 |  |  |  |  | m
|  |  | Window ventilation air change rate: | 0 |  | Window ventilation air change rate: |  | 2.2218 | 1/h | [10 empty] | Tilting window (check if appropriate)
[20 empty] | Opening width (for tilting windows) | [7 empty] | m
[6 empty] | Effective air change rate | [12 empty] | Window group 2 (cross ventilation)
[8 empty] | nV,system |  | h*SHX |  | hHR |  | nV,equi,fraction | [5 empty] | Quantity |  | 7 | 1
[8 empty] | 1/h | [5 empty] | 1/h | [5 empty] | Clear width |  | 0.3 | 0.4 |  |  |  |  | m
[7 empty] | Exterior nV,e | 0.12111 | *(1- | 0% | )*(1- | 0.84081 | ) = | 0.019278 | [5 empty] | Clear height |  | 1 | 1 |  |  |  |  | m
[7 empty] | without HR | 0.12111 | *(1- | 0% | ) |  | = | 0.12111 | [5 empty] | Tilting window (check if appropriate)
[7 empty] | Ground nL,g | 0.12111 | * | 0% | *(1- | 0.84081 | ) = | 0 | [5 empty] | Opening width (for tilting windows) | [7 empty] | m
[7 empty] | without HR | 0.12111 | * | 0% |  |  | = | 0
[20 empty] | Difference in height to window 1 |  | 0 | 0 |  |  |  |  | m
Ventilation conductance
[8 empty] | VV |  | nV,equi,fraction |  | cAir | [15 empty] | Total
[8 empty] | m³ |  | 1/h |  | Wh/(m³K) | [6 empty] | Result: Air change rate |  |  | 1.551 | 0.67079 | 0 | 0 | 0 | 0 | 2.2218 | 1/h
[7 empty] | exterior HV,e | 213.8412 | * | 0.019278 | * | 0.33 | = | 1.3604 | W/K
[7 empty] | without HR | 213.8412 | * | 0.12111 | * | 0.33 | = | 8.5462 | W/K
[7 empty] | ground HV,g | 213.8412 | * | 0 | * | 0.33 | = | 0 | W/K
[7 empty] | without HR | 213.8412 | * | 0 | * | 0.33 | = | 0 | W/K
[7 empty] | Infiltration, window, extract air system | 213.8412 | * | 2.4143 | * | 0.33 | = | 170.3693 | W/K
[5 empty] | Additional summer ventilation for cooling | [13 empty] | Secondary calculation: Additional night ventilation for cooling
Air change value during additional window night ventilation
Additional ventilation regulation
[7 empty] | Minimum acceptable indoor temp. | 22 | °C | [9 empty] | Description
Reduction factor
Type of additional ventilation
Climate boundary conditions
|  |  | Window night ventilation, manual | [16 empty] | Temperature diff interior - exterior |  | 1 | 1 | 1 | 1 | 1 | 1 | K
|  |  | Night ventilation value | 0 |  |  | Window night ventilation, manual |  |  |  | Night ventilation value | 0 | 1/h | [6 empty] | Wind velocity |  | 0 | 0 | 0 | 0 | 0 | 0 | m/s
Mechanical, automatically controlled ventilation
|  |  | Corresponding air change rate | 0 | [6 empty] | Corresponding air change rate |  | 1/h |  | Controlled by (please check) |  |  |  | Window group 1
|  |  | Controlled by temperature difference |  |  |  | Mechanical, automatically |  |  | during operation, in addition to basic air change |  |  |  | Temperature diff. | [5 empty] | Quantity
|  |  | Specific power consumption | 0 |  |  | Controlled ventilation |  |  |  | Specific power consumption |  | Wh/m³ | Humidity diff. | x |  |  |  |  | Clear width | [7 empty] | m
[20 empty] | Clear height | [7 empty] | m
Tilting window (check if appropriate)
[20 empty] | Opening width (for tilting windows) | [7 empty] | m
Window group 2 (cross ventilation)
Quantity
[20 empty] | Clear width | [7 empty] | m
[20 empty] | Clear height | [7 empty] | m
Tilting window (check if appropriate)
[20 empty] | Opening width (for tilting windows) | [7 empty] | m
[20 empty] | Difference in height to window 1 | [7 empty] | m
Total
[19 empty] | Result: Night ventilation values |  |  | 0 | 0 | 0 | 0 | 0 | 0 | 0 | 1/h
[9 empty] | Interne Feuchtequellen (mit Bezug auf EBF): | 2.4247 | g/(m²h) | [7 empty] | Physikalische und geometrische Parameter
[20 empty] | Erdbeschleunigung |  | 9.81 | 9.81 | 9.81 | 9.81 | 9.81 | 9.81 | m/s²
[20 empty] | Mittlere Temperatur |  | 298 | 298 | 298 | 298 | 298 | 298 | K
[20 empty] | dimensionslose Volumenstromrate bei Windantrieb |  | 0.02 | 0.02 | 0.02 | 0.02 | 0.02 | 0.02
[20 empty] | fDreieck (bei Kippfenster) |  | 0.7 | 0.7 | 0.7 | 0.7 | 0.7 | 0.7
[20 empty] | CD |  | 0.61 | 0.61 | 0.61 | 0.61 | 0.61 | 0.61
[20 empty] | Dcp |  | 0.3 | 0.3 | 0.3 | 0.3 | 0.3 | 0.3
Hygienische Lüftung ----------------------------------------------------------------------------------
Einseitige Lüftung Fenstergruppe 1
Drehfenster
[21 empty] | lichter Querschnitt | 0.3 | 0.4 | 0 | 0 | 0 | 0 | m²
[21 empty] | Volumenstrom thermischer Antrieb | 79.6872 | 106.2496 | 0 | 0 | 0 | 0 | m³/h
[21 empty] | Volumenstrom Windantrieb | 43.2 | 57.6 | 0 | 0 | 0 | 0 | m³/h
[21 empty] | Gesamt-Volumenstrom | 271.9313 | 241.7167 | 0 | 0 | 0 | 0 | m³/h
Kippfenster
[21 empty] | lichter Querschnitt | 0 | 0 | 0 | 0 | 0 | 0 | m²
[21 empty] | Breite / Höhe | 0.3 | 0.4 | 0 | 0 | 0 | 0
[21 empty] | rel. Höhe der neutralen Ebene | 0.79494 | 0.82288 | 0.69073 | 0.69073 | 0.69073 | 0.69073
[21 empty] | Volumenstrom thermischer Antrieb | 0 | 0 | 0 | 0 | 0 | 0 | m³/h
[21 empty] | Volumenstrom Windantrieb | 0 | 0 | 0 | 0 | 0 | 0 | m³/h
[21 empty] | Gesamt-Volumenstrom | 0 | 0 | 0 | 0 | 0 | 0 | m³/h
Einseitige Lüftung Fenstergruppe 2
Drehfenster
[21 empty] | lichter Querschnitt | 0.3 | 0.4 | 0 | 0 | 0 | 0 | m²
[21 empty] | Volumenstrom thermischer Antrieb | 79.6872 | 106.2496 | 0 | 0 | 0 | 0 | m³/h
[21 empty] | Volumenstrom Windantrieb | 43.2 | 57.6 | 0 | 0 | 0 | 0 | m³/h
[21 empty] | Gesamt-Volumenstrom | 634.5064 | 120.8584 | 0 | 0 | 0 | 0 | m³/h
Kippfenster
[21 empty] | lichter Querschnitt | 0 | 0 | 0 | 0 | 0 | 0 | m²
[21 empty] | Breite / Höhe | 0.3 | 0.4 | 0 | 0 | 0 | 0
[21 empty] | rel. Höhe der neutralen Ebene | 0.79494 | 0.82288 | 0.69073 | 0.69073 | 0.69073 | 0.69073
[21 empty] | Volumenstrom thermischer Antrieb | 0 | 0 | 0 | 0 | 0 | 0 | m³/h
[21 empty] | Volumenstrom Windantrieb | 0 | 0 | 0 | 0 | 0 | 0 | m³/h
[21 empty] | Gesamt-Volumenstrom | 0 | 0 | 0 | 0 | 0 | 0 | m³/h
Querlüftung (über mehrere Fenster, auch auf derselben Seite)
[21 empty] | Fläche Fenster 1 | 0.9 | 0.8 | 0 | 0 | 0 | 0 | m²
[21 empty] | Fläche Fenster 2 | 2.1 | 0.4 | 0 | 0 | 0 | 0 | m²
[21 empty] | wirksame Fläche | 0.82723 | 0.35777 | 0 | 0 | 0 | 0 | m²
[21 empty] | Volumenstrom thermischer Antrieb | 0 | 0 | 0 | 0 | 0 | 0 | m³/h
[21 empty] | Volumenstrom Windantrieb | 1989.9837 | 860.6527 | 0 | 0 | 0 | 0 | m³/h
[21 empty] | Gesamt-Volumenstrom | 1989.9837 | 860.6527 | 0 | 0 | 0 | 0 | m³/h
[19 empty] | Ergebnisse |  | Volumenstrom einseitige Lüftung 1 | 271.9313 | 241.7167 | 0 | 0 | 0 | 0 | m³/h
[21 empty] | Volumenstrom einseitige Lüftung 2 | 634.5064 | 120.8584 | 0 | 0 | 0 | 0 | m³/h
[21 empty] | Volumenstrom Querlüftung | 1989.9837 | 860.6527 | 0 | 0 | 0 | 0 | m³/h
Nachtlüftung ----------------------------------------------------------------------------------
Einseitige Lüftung Fenstergruppe 1
Drehfenster
[21 empty] | lichter Querschnitt | 0 | 0 | 0 | 0 | 0 | 0 | m²
[21 empty] | Volumenstrom thermischer Antrieb | 0 | 0 | 0 | 0 | 0 | 0 | m³/h
[21 empty] | Volumenstrom Windantrieb | 0 | 0 | 0 | 0 | 0 | 0 | m³/h
[21 empty] | Gesamt-Volumenstrom | 0 | 0 | 0 | 0 | 0 | 0 | m³/h
Kippfenster
[21 empty] | lichter Querschnitt | 0 | 0 | 0 | 0 | 0 | 0 | m²
[21 empty] | Breite / Höhe | 0 | 0 | 0 | 0 | 0 | 0
[21 empty] | rel. Höhe der neutralen Ebene | 0.69073 | 0.69073 | 0.69073 | 0.69073 | 0.69073 | 0.69073
[21 empty] | Volumenstrom thermischer Antrieb | 0 | 0 | 0 | 0 | 0 | 0 | m³/h
[21 empty] | Volumenstrom Windantrieb | 0 | 0 | 0 | 0 | 0 | 0 | m³/h
[21 empty] | Gesamt-Volumenstrom | 0 | 0 | 0 | 0 | 0 | 0 | m³/h
Einseitige Lüftung Fenstergruppe 2
Drehfenster
[21 empty] | lichter Querschnitt | 0 | 0 | 0 | 0 | 0 | 0 | m²
[21 empty] | Volumenstrom thermischer Antrieb | 0 | 0 | 0 | 0 | 0 | 0 | m³/h
[21 empty] | Volumenstrom Windantrieb | 0 | 0 | 0 | 0 | 0 | 0 | m³/h
[21 empty] | Gesamt-Volumenstrom | 0 | 0 | 0 | 0 | 0 | 0 | m³/h
Kippfenster
[21 empty] | lichter Querschnitt | 0 | 0 | 0 | 0 | 0 | 0 | m²
[21 empty] | Breite / Höhe | 0 | 0 | 0 | 0 | 0 | 0
[21 empty] | rel. Höhe der neutralen Ebene | 0.69073 | 0.69073 | 0.69073 | 0.69073 | 0.69073 | 0.69073
[21 empty] | Volumenstrom thermischer Antrieb | 0 | 0 | 0 | 0 | 0 | 0 | m³/h
[21 empty] | Volumenstrom Windantrieb | 0 | 0 | 0 | 0 | 0 | 0 | m³/h
[21 empty] | Gesamt-Volumenstrom | 0 | 0 | 0 | 0 | 0 | 0 | m³/h
Querlüftung (über mehrere Fenster, auch auf derselben Seite)
[21 empty] | Fläche Fenster 1 | 0 | 0 | 0 | 0 | 0 | 0 | m²
[21 empty] | Fläche Fenster 2 | 0 | 0 | 0 | 0 | 0 | 0 | m²
[21 empty] | wirksame Fläche | 0 | 0 | 0 | 0 | 0 | 0 | m²
[21 empty] | Volumenstrom thermischer Antrieb | 0 | 0 | 0 | 0 | 0 | 0 | m³/h
[21 empty] | Volumenstrom Windantrieb | 0 | 0 | 0 | 0 | 0 | 0 | m³/h
[21 empty] | Gesamt-Volumenstrom | 0 | 0 | 0 | 0 | 0 | 0 | m³/h
[19 empty] | Ergebnisse |  | Volumenstrom einseitige Lüftung 1 | 0 | 0 | 0 | 0 | 0 | 0 | m³/h
[21 empty] | Volumenstrom einseitige Lüftung 2 | 0 | 0 | 0 | 0 | 0 | 0 | m³/h
[21 empty] | Volumenstrom Querlüftung | 0 | 0 | 0 | 0 | 0 | 0 | m³/h
Note on L8: Humidity limit: 12 g/kg This value must be used in case of building certification (to ensure comfort and avoid structural damage).
Note on L9: Annual average values of internal humidity sources Residential buildings: 100 g/(person*h) Non-residential buildings without significant moisture sources beyond the moisture emitted by persons (e.g. office buildings educational buildings, or similar): 10 g/(person*h) Non-residential buildings with significant moisture sources beyond the moisture emitted by persons: plausible substantiated estimation based on the expected utilisation.
Note on L20: For hygienic reasons the total summer air change including window ventilation should be approx. 50% higher than the winter air change.
Note on P59: Calculation carried out in secondary calculation "Additional night ventilation for cooling" on the right side. Please enter the air change at 1 K temperature difference and no wind.

## Summer
Sommer
Summer: Passive cooling | [15 empty] | EnerPHit with PHPP Version 9.3
23 / Climate: Hemsby / TFA: 95 m² / Heating: 26.6 kWh/(m²a) / Freq. overheating: 0 % / PER: 28.2 kWh/(m²a)
|  | Building type: | Detached House | [9 empty] | Treated floor area ATFA: | 94.62 | m²
|  | Upper temperature limit: | 25 | °C | [8 empty] | Building volume: | 213.8412 | m³
|  | Nominal humidity: | 12 | g/kg | [8 empty] | Internal humidity sources: | 2.4247 | g/(m²h)
|  | Spec. capacity: | 168 | Wh/(m²K)
[6 empty] | Area |  | U-Value |  | Red. factor fT,Summer |  |  |  | HSummer heat conductance
| Building assembly |  |  | Temperature zone |  | m² |  | W/(m²K)
| External wall - Ambient |  |  | A |  | 127.7097 | * | 0.16105 | * | 1 |  |  | = | 20.5672
| External wall - Ground |  |  | B |  |  | * |  | * | 1 |  |  | =
| Roof/Ceiling - Ambient |  |  | A |  | 61.7229 | * | 0.13406 | * | 1 |  |  | = | 8.2746
| Floor slab / Basement ceiling |  |  | B |  | 71.3384 | * | 0.38045 | * | 1 |  |  | = | 27.1408
|  |  |  | A |  |  | * |  | * | 1 |  |  | =
| Door to Extension |  |  | X |  | 2.1 | * | 1.4 | * | 0.85 |  |  | = | 2.499
| Wall to Extension |  |  | X |  | 18.1584 | * | 0.44287 | * | 0.85 |  |  | = | 6.8355
| Windows |  |  | A |  | 20.0946 | * | 0.85227 | * | 1 |  |  | = | 17.126
| Exterior door |  |  | A |  | 1.89 | * | 1.4 | * | 1 |  |  | = | 2.646
| Exterior TB (length/m) |  |  | A |  | 5.6 | * | -0.22429 | * | 1 |  |  | = | -1.256
| Perimeter TB (length/m) |  |  | P |  | 10.405 | * | -1.3284 | * | 1 |  |  | = | -13.8215
| Ground TB (length/m) |  |  | B |  |  | * |  | * | 1 |  |  | =
–––––––––––
Exterior thermal transmittance, HT,e | [13 empty] | 56.6923 | W/K
Ground thermal transmittance, HT,g | [13 empty] | 13.3193 | W/K
Summer ventilation |  |  | from 'SummVent' worksheet
| Ventilation unit conductance |  |  | Ventilation parameter | [6 empty] | Summer ventilation regulation
| exterior HV,e | 1.3604 | W/K | Temperature amplitude summer |  |  |  |  | 10.2 | K |  |  |  | HRV/ERV
| without HR | 8.5462 | W/K | Minimum acceptable indoor temperature |  |  |  |  | 22 | °C | None
| ground HV,g | 0 | W/K | Heat capacity air |  |  |  |  | 0.33 | Wh/(m³K) | Controlled by temperature |  |  | x
| without HR | 0 | W/K | Supply air changes |  |  |  |  | 0.12111 | 1/h | Controlled by enthalpy
| Ventilation conductance, others |  |  | Outdoor air changes |  |  |  |  | 2.4143 | 1/h | Always
| exterior | 170.3693 | W/K | Window night ventilation air change rate, manual @ 1K |  |  |  |  | 0 | 1/h |  |  |  | Additional ventilation
|  |  |  | Air change rate due to mech. automatically controlled vent. |  |  |  |  | 0 | 1/h | Controlled by temperature
|  |  |  | Specific power consumption for |  |  |  |  | 0 | Wh/m³ | Controlled by humidity |  |  | x
|  |  |  | hHR |  |  |  |  | 84.08%
|  |  |  | hERV |  |  |  |  | 0%
|  |  |  | h*SHX |  |  |  |  | 0%
| Orientation | Angle |  | Shading |  | Shading |  | g-Value |  | Area |  | Portion of glazing |  | Aperture
| of the area | factor |  | factor |  | dirt |  | (perp. radiation)
|  | Summer |  | Summer | [5 empty] | m² |  |  |  | m²
| North | 0.9 | * | 0.95661 | * | 0.95 | * | 0.5 | * | 5.6592 | * | 60.13% | = | 1.3917
| East | 0.9 | * | 0.84952 | * | 0.95 | * | 0.5 | * | 1.2993 | * | 58.95% | = | 0.27816
| South | 0.9 | * | 0.83779 | * | 0.95 | * | 0.5 | * | 9.5904 | * | 67.04% | = | 2.3027
| West | 0.9 | * | 0.77385 | * | 0.95 | * | 0.5 | * | 3.5457 | * | 59.62% | = | 0.69935
| Horizontal | 0.9 | * | 1 | * | 0.95 | * | 0 | * | 0 | * | 0% | = | 0
| Sum opaque areas | [12 empty] | 0.62217
[14 empty] | ––––––––––– |  | m²/m²
Solar aperture | [12 empty] | Total | 5.2941 |  | 0.055951
[10 empty] | Specif. power qI |  | ATFA
[10 empty] | W/m² |  | m² |  | W |  | W/m²
Internal heat gains QI | [9 empty] | 4.6818 | * | 94.62 | = | 442.996 |  | 4.6818
Frequency of overheating hJ ³ Jmax | [7 empty] | 0% |  |  |  |  | At the overheating limit Jmax | = 25 °C
If the "frequency over 25°C" exceeds 10%, additional measures to protect against the heat during the summer are necessary.
Daily internal temperature stroke
|  | Transmission |  | Ventilation |  | Solar load |  |  |  | Spec. capacity |  | ATFA:
|  | kWh/d |  | kWh/d |  | kWh/d |  | 1/k |  | Wh/(m²K) |  | m²
| ( | 6.9391 | + | 21.8992 | + | 14.5528 | ) * | 1000 | / ( | 168 | * | 94.62 | ) = | 2.7297 | K
|  |  | Monat |  | 1 | 2 | 3 | 4 | 5 | 6 | 7 | 8 | 9 | 10 | 11 | 12 |  | Kühllasttag | 4 Tage | 12 Tage | Rest Juli
|  |  | Tage |  | 31 | 28 | 31 | 30 | 31 | 30 | 31 | 31 | 30 | 31 | 30 | 31 |  | 1 | 4 | 12 | 14
| Stunden am Tag | 24 | Stunden |  | 744 | 672 | 744 | 720 | 744 | 720 | 744 | 744 | 720 | 744 | 720 | 744 |  | 24 | 96 | 288 | 336
|  |  | AußenTemp |  | 4.912 | 5.412 | 6.912 | 9.012 | 12.112 | 15.212 | 16.712 | 17.412 | 14.912 | 11.312 | 7.612 | 5.212 |  | 19.612 | 18.162 | 17.437 | 15.4691
Ergebnisse Orientierungsrechnung |  |  | Nord |  | 6.6296 | 11.5402 | 22.579 | 35.6003 | 51.6909 | 57.8765 | 55.7379 | 42.7881 | 26.3819 | 16.0308 | 7.752 | 4.4706 |  | 1.4203 | 6.0019 | 18.4867 | 29.829
|  |  | Ost |  | 9.3013 | 18.3677 | 36.3058 | 58.4401 | 85.1506 | 85.1437 | 86.3487 | 70.408 | 42.9698 | 24.1652 | 11.4008 | 6.0828 |  | 2.3604 | 11.1078 | 35.823 | 37.0574
|  |  | Süd |  | 40.6882 | 59.4064 | 80.5708 | 92.6716 | 103.2392 | 91.0146 | 96.2401 | 99.8594 | 82.5327 | 69.4201 | 46.4132 | 34.8472 |  | 3.3423 | 12.6846 | 37.0269 | 43.1862
|  |  | West |  | 25.5994 | 38.6857 | 62.7629 | 84.5065 | 97.8265 | 95.5281 | 98.0178 | 95.5538 | 67.7249 | 51.4302 | 29.6526 | 20.8179 |  | 3.3088 | 12.6175 | 36.9263 | 45.1652
|  |  | global |  | 21 | 38 | 74 | 115 | 157 | 155 | 156 | 136 | 86 | 54 | 26 | 16 |  | 4.464 | 18.9925 | 58.6823 | 73.8612
|  |  | Taupunkttemp |  | 2.5 | 2.3 | 3.6 | 4.8 | 7.7 | 10.6 | 12.3 | 13.1 | 11.2 | 8.3 | 5.5 | 3 |  | 16.1 | 12.3 | 12.3 | 12.3
|  |  | BodenTemp |  | 13.1847 | 12.5481 | 12.4733 | 12.9804 | 13.9335 | 15.0771 | 17.9317 | 18.5683 | 16.8163 | 16.3092 | 15.3561 | 14.2125 |  | 17.9317 | 17.9317 | 17.9317 | 17.9317
|  |  | Thimm |  | -4.5 | -4.9 | -3.3 | -2.2 | 1.1 | 4.3 | 6.5 | 7.4 | 5.8 | 2.3 | -1.1 | -3.8
| Apertur Nord m² | 1.3917 | Solar Nord |  | 9.2265 | 16.0606 | 31.4236 | 49.5455 | 71.9391 | 80.5476 | 77.5713 | 59.5488 | 36.7161 | 22.3104 | 10.7885 | 6.2218 |  | 1.9766 | 8.3529 | 25.7282 | 41.5135
| Apertur Ost | 0.27816 | Solar Ost |  | 2.5873 | 5.1092 | 10.099 | 16.256 | 23.6859 | 23.684 | 24.0192 | 19.585 | 11.9527 | 6.7219 | 3.1713 | 1.692 |  | 0.65657 | 3.0898 | 9.9647 | 10.3081
| Apertur Süd | 2.3027 | Solar Süd |  | 93.6913 | 136.7929 | 185.5274 | 213.3915 | 237.7251 | 209.576 | 221.6084 | 229.9424 | 190.045 | 159.8511 | 106.8739 | 80.2414 |  | 7.6962 | 29.2084 | 85.2605 | 99.4433
| Apertur West | 0.69935 | Solar West |  | 17.9029 | 27.0548 | 43.8931 | 59.0994 | 68.4148 | 66.8074 | 68.5486 | 66.8254 | 47.3633 | 35.9676 | 20.7375 | 14.559 |  | 2.314 | 8.824 | 25.8243 | 31.5862
| Apertur Hori | 0 | Solar Hori |  | 0 | 0 | 0 | 0 | 0 | 0 | 0 | 0 | 0 | 0 | 0 | 0 |  | 0 | 0 | 0 | 0
| Innere Last W | 442.996 | Innere WQ |  | 329.589 | 297.6933 | 329.589 | 318.9571 | 329.589 | 318.9571 | 329.589 | 329.589 | 318.9571 | 329.589 | 318.9571 | 329.589 |  | 10.6319 | 42.5276 | 127.5828 | 148.8467
|  |  | Monat |  | 1 | 2 | 3 | 4 | 5 | 6 | Anf 7 | Typ 12 | Typ 4 | Kühllasttag | 8 | 9 | 10 | 11 | 12
|  |  | Tage |  | 31 | 28 | 31 | 30 | 31 | 30 | 14 | 12 | 4 | 1 | 31 | 30 | 31 | 30 | 31
|  |  | Stunden |  | 744 | 672 | 744 | 720 | 744 | 720 | 336 | 288 | 96 | 24 | 744 | 720 | 744 | 720 | 744
|  |  | Intervallmitte |  | 372 | 1080 | 1788 | 2520 | 3252 | 3984 | 4512 | 4824 | 5016 | 5076 | 5460 | 6192 | 6924 | 7656 | 8388
|  |  | AußenTemp |  | 4.912 | 5.412 | 6.912 | 9.012 | 12.112 | 15.212 | 15.4691 | 17.437 | 18.162 | 19.612 | 17.412 | 14.912 | 11.312 | 7.612 | 5.212
|  |  | Taupunkttemp |  | 2.5 | 2.3 | 3.6 | 4.8 | 7.7 | 10.6 | 12.3 | 12.3 | 12.3 | 16.1 | 13.1 | 11.2 | 8.3 | 5.5 | 3
|  |  | BodenTemp |  | 13.1847 | 12.5481 | 12.4733 | 12.9804 | 13.9335 | 15.0771 | 17.9317 | 17.9317 | 17.9317 | 17.9317 | 18.5683 | 16.8163 | 16.3092 | 15.3561 | 14.2125
|  |  | BodenTemp ungestört |  | 11.562 | 11.562 | 11.562 | 11.562 | 11.562 | 11.562 | 11.562 | 11.562 | 11.562 | 11.562 | 11.562 | 11.562 | 11.562 | 11.562 | 11.562
|  |  | Thimm |  | -4.5 | -4.9 | -3.3 | -2.2 | 1.1 | 4.3 | 6.5 | 6.5 | 6.5 | 6.5 | 7.4 | 5.8 | 2.3 | -1.1 | -3.8
Wärmegewinne |  |  | Solar Nord |  | 9.2265 | 16.0606 | 31.4236 | 49.5455 | 71.9391 | 80.5476 | 41.5135 | 25.7282 | 8.3529 | 1.9766 | 59.5488 | 36.7161 | 22.3104 | 10.7885 | 6.2218
|  |  | Solar Ost |  | 2.5873 | 5.1092 | 10.099 | 16.256 | 23.6859 | 23.684 | 10.3081 | 9.9647 | 3.0898 | 0.65657 | 19.585 | 11.9527 | 6.7219 | 3.1713 | 1.692
|  |  | Solar Süd |  | 93.6913 | 136.7929 | 185.5274 | 213.3915 | 237.7251 | 209.576 | 99.4433 | 85.2605 | 29.2084 | 7.6962 | 229.9424 | 190.045 | 159.8511 | 106.8739 | 80.2414
|  |  | Solar West |  | 17.9029 | 27.0548 | 43.8931 | 59.0994 | 68.4148 | 66.8074 | 31.5862 | 25.8243 | 8.824 | 2.314 | 66.8254 | 47.3633 | 35.9676 | 20.7375 | 14.559
|  |  | Solar Hori |  | 0 | 0 | 0 | 0 | 0 | 0 | 0 | 0 | 0 | 0 | 0 | 0 | 0 | 0 | 0
|  |  | Solar opak |  | 11.1427 | 18.8129 | 33.3891 | 49.1708 | 65.8532 | 65.318 | 29.7523 | 25.502 | 8.5007 | 2.1252 | 57.5152 | 37.8401 | 25.0624 | 13.2983 | 8.6414
|  |  | Innere WQ |  | 329.589 | 297.6933 | 329.589 | 318.9571 | 329.589 | 318.9571 | 148.8467 | 127.5828 | 42.5276 | 10.6319 | 329.589 | 318.9571 | 329.589 | 318.9571 | 329.589
|  |  | Summe Ang |  | 464.1397 | 501.5238 | 633.9212 | 706.4204 | 797.2072 | 764.8901 | 361.45 | 299.8626 | 100.5034 | 25.4005 | 763.0059 | 642.8743 | 579.5024 | 473.8266 | 440.9446
Lüftungsanlage |  |  | T_Zuluft ohne WRG |  | 4.912 | 5.412 | 6.912 | 9.012 | 12.112 | 15.212 | 15.4691 | 17.437 | 18.162 | 19.612 | 17.412 | 14.912 | 11.312 | 7.612 | 5.212
|  |  | Taupunkttemp Zuluft ohne WRG |  | 2.5 | 2.3 | 3.6 | 4.8 | 7.7 | 10.6 | 12.3 | 12.3 | 12.3 | 16.1 | 13.1 | 11.2 | 8.3 | 5.5 | 3
|  |  | Wasserdampfdruck Zuluft ohne WRG Pa |  | 731.3679 | 721.029 | 790.6164 | 860.0655 | 1050.6575 | 1277.6292 | 1429.8795 | 1429.8795 | 1429.8795 | 1829.1787 | 1506.894 | 1329.6484 | 1094.452 | 903.0245 | 757.7925
|  |  | abs. Feuchte Zuluft ohne WRG kg/kg |  | 0.0045248 | 0.0044604 | 0.0048943 | 0.0053279 | 0.0065209 | 0.0079476 | 0.0089083 | 0.0089083 | 0.0089083 | 0.011442 | 0.0093953 | 0.0082755 | 0.0067957 | 0.0055964 | 0.0046896
|  |  | Enthalpie Zuluft ohne WRG kJ/kg tr. Luft |  | 16.3191 | 16.6665 | 19.2846 | 22.5165 | 28.6889 | 35.466 | 38.1598 | 40.1799 | 40.9242 | 48.8412 | 41.3881 | 35.9877 | 28.5642 | 21.764 | 17.0382
|  |  | T_Zuluft mit WRG |  | 19.2798 | 19.3594 | 19.5982 | 19.9325 | 20.426 | 20.9194 | 20.9604 | 21.2736 | 21.389 | 21.7625 | 21.7941 | 20.8717 | 20.2986 | 19.7096 | 19.3276 | bei Starttemperatur des Zeitschritts. Näherung, weil eta_WRG eigentlich anders definiert ist
|  |  | abs. Feuchte Zuluft mit WRG kg/kg |  | 0.0045248 | 0.0044604 | 0.0048943 | 0.0053279 | 0.0065209 | 0.0079476 | 0.0089083 | 0.0089083 | 0.0089083 | 0.011442 | 0.0093953 | 0.0082755 | 0.0067957 | 0.0055964 | 0.0046896 | bei Innenfeuchte aus dem vorhergehenden Zeitschritt
|  |  | Enthalpie Zuluft mit WRG |  | 30.9515 | 30.8691 | 32.2132 | 33.6544 | 37.1868 | 41.3149 | 43.7969 | 44.1185 | 44.2369 | 51.0589 | 45.8906 | 42.0988 | 37.7543 | 34.1085 | 31.418 | bei Startbedingungen
|  |  | WRG/FRG ein? |  | 0 | 0 | 0 | 0 | 0 | 0 | 0 | 0 | 0 | 0 | 0 | 0 | 0 | 0 | 0
|  |  | Leitwert Lüftung außen |  | 178.9154 | 178.9154 | 178.9154 | 178.9154 | 178.9154 | 178.9154 | 178.9154 | 178.9154 | 178.9154 | 178.9154 | 178.9154 | 178.9154 | 178.9154 | 178.9154 | 178.9154
|  |  | Leitwert Lüftung Erdreich |  | 0 | 0 | 0 | 0 | 0 | 0 | 0 | 0 | 0 | 0 | 0 | 0 | 0 | 0 | 0
|  |  | Massenstrom Zuluft kg/h |  | 30.559 | 30.559 | 30.559 | 30.559 | 30.559 | 30.559 | 30.559 | 30.559 | 30.559 | 30.559 | 30.559 | 30.559 | 30.559 | 30.559 | 30.559
|  |  | Massenstrom Außenluft (Infil, Abluft, Fenster) kg/h |  | 609.1992 | 609.1992 | 609.1992 | 609.1992 | 609.1992 | 609.1992 | 609.1992 | 609.1992 | 609.1992 | 609.1992 | 609.1992 | 609.1992 | 609.1992 | 609.1992 | 609.1992
Zusatzlüftung konstant |  |  | Wasserdampfdruck Außenluft Pa |  | 731.3679 | 721.029 | 790.6164 | 860.0655 | 1050.6575 | 1277.6292 | 1429.8795 | 1429.8795 | 1429.8795 | 1829.1787 | 1506.894 | 1329.6484 | 1094.452 | 903.0245 | 757.7925
|  |  | abs. Feuchte Außenluft kg/kg |  | 0.0045248 | 0.0044604 | 0.0048943 | 0.0053279 | 0.0065209 | 0.0079476 | 0.0089083 | 0.0089083 | 0.0089083 | 0.011442 | 0.0093953 | 0.0082755 | 0.0067957 | 0.0055964 | 0.0046896
|  |  | abs. Feuchte Raumluft ohne Zusatzlüftung |  | 0.0048835 | 0.004819 | 0.0052529 | 0.0056865 | 0.0068795 | 0.0083062 | 0.0092669 | 0.0092669 | 0.0092669 | 0.0118 | 0.0097539 | 0.0086341 | 0.0071543 | 0.005955 | 0.0050482
|  |  | Massenstrom Zusatzlüftung (wenn ein) |  | 0 | 0 | 0 | 0 | 0 | 0 | 0 | 0 | 0 | 0 | 0 | 0 | 0 | 0 | 0
|  |  | abs. Feuchte Raumluft mit Zusatzlüftung |  | 0.0048835 | 0.004819 | 0.0052529 | 0.0056865 | 0.0068795 | 0.0083062 | 0.0092669 | 0.0092669 | 0.0092669 | 0.0118 | 0.0097539 | 0.0086341 | 0.0071543 | 0.005955 | 0.0050482
|  |  | t_end Sommerlüftung konst | [10 empty] | -6 | -6 | -6 | -6 | -6 | -6 | bei Starttemperatur des Zeitschritts und Innenfeuchte aus dem vorhergehenden Zeitschritt | bar: 1 to Typ 4
|  |  | Atemp Sommlüft konst |  | -0.188 | 0.312 | 1.812 | 3.912 | 7.012 | 10.112 | 10.3691 | 12.337 | 13.062 | 14.512 | 12.312 | 9.812 | 6.212 | 2.512 | 0.112 | bei Starttemperatur des Zeitschritts und Innenfeuchte aus dem vorhergehenden Zeitschritt
|  |  | Leitwert Sommlüft konst |  | 0 | 0 | 0 | 0 | 0 | 0 | 0 | 0 | 0 | 0 | 0 | 0 | 0 | 0 | 0
Zusatzlüftung Fenster |  |  | Atemp Fenstlüft |  | 1.6652 | 2.1652 | 3.6652 | 5.7652 | 8.8652 | 11.9652 | 12.2224 | 14.1902 | 14.9152 | 16.3652 | 14.1652 | 11.6652 | 8.0652 | 4.3652 | 1.9652 | Mittelwert während der kalten Tageshälfte
|  |  | Volumenstrom Fenstlüft m³/h |  | 0 | 0 | 0 | 0 | 0 | 0 | 0 | 0 | 0 | 0 | 0 | 0 | 0 | 0 | 0 | bei Starttemperatur des Zeitschritts, falls geöffnet. Die Näherung, den Mittelwert der Nachttemperatur statt des Integrals Delta T^3/2 zu verwenden, ist vor allem für niedrige Temperaturdifferenzen schlecht, dort ist aber die Wärmeabfuhr ohnehin klein.
|  |  | Leitwert Fenstlüft W/K |  | 0 | 0 | 0 | 0 | 0 | 0 | 0 | 0 | 0 | 0 | 0 | 0 | 0 | 0 | 0 | Geteilt durch 2, weil nur 50% der Tages aktiv.
|  |  | Zeitkonst. ohne h |  | 63.8734 | 63.8734 | 63.8734 | 63.8734 | 63.8734 | 63.8734 | 63.8734 | 63.8734 | 63.8734 | 63.8734 | 63.8734 | 63.8734 | 63.8734 | 63.8734 | 63.8734
|  |  | T_inf ohne °C |  | 7.7499 | 8.6706 | 10.5123 | 13.0339 | 16.3845 | 19.3442 | 19.8172 | 21.5176 | 22.2182 | 23.6194 | 21.4761 | 18.4937 | 14.6024 | 10.5676 | 7.9684
|  |  | T_end ohne °C |  | 7.7501 | 8.6709 | 10.5124 | 13.034 | 16.3846 | 19.3442 | 19.8285 | 21.5229 | 22.1696 | 22.6237 | 21.4761 | 18.4937 | 14.6025 | 10.5677 | 7.9685
|  |  | Zeitkonst. mit h |  | 63.8734 | 63.8734 | 63.8734 | 63.8734 | 63.8734 | 63.8734 | 63.8734 | 63.8734 | 63.8734 | 63.8734 | 63.8734 | 63.8734 | 63.8734 | 63.8734 | 63.8734
|  |  | T_inf mit °C |  | 7.7499 | 8.6706 | 10.5123 | 13.0339 | 16.3845 | 19.3442 | 19.8172 | 21.5176 | 22.2182 | 23.6194 | 21.4761 | 18.4937 | 14.6024 | 10.5676 | 7.9684
|  |  | T_end mit °C |  | 7.7501 | 8.6709 | 10.5124 | 13.034 | 16.3846 | 19.3442 | 19.8285 | 21.5229 | 22.1696 | 22.6237 | 21.4761 | 18.4937 | 14.6025 | 10.5677 | 7.9685
|  |  | Massenstrom Sommlüft kg/h |  | 0 | 0 | 0 | 0 | 0 | 0 | 0 | 0 | 0 | 0 | 0 | 0 | 0 | 0 | 0
|  |  | Massenstrom Fenstlüft kg/h |  | 0 | 0 | 0 | 0 | 0 | 0 | 0 | 0 | 0 | 0 | 0 | 0 | 0 | 0 | 0
|  |  | x_inf ohne kg/kg |  | 0.0048835 | 0.004819 | 0.0052529 | 0.0056865 | 0.0068795 | 0.0083062 | 0.0092669 | 0.0092669 | 0.0092669 | 0.0118 | 0.0097539 | 0.0086341 | 0.0071543 | 0.005955 | 0.0050482
|  |  | Enthalpie ohne kJ/kg tr. Luft |  | 20.1115 | 20.8878 | 23.8578 | 27.5242 | 33.9638 | 40.6105 | 43.5451 | 45.2856 | 45.95 | 52.8591 | 46.4751 | 40.5697 | 32.8358 | 25.6839 | 20.7485
|  |  | x_inf mit kg/kg |  | 0.0048835 | 0.004819 | 0.0052529 | 0.0056865 | 0.0068795 | 0.0083062 | 0.0092669 | 0.0092669 | 0.0092669 | 0.0118 | 0.0097539 | 0.0086341 | 0.0071543 | 0.005955 | 0.0050482
|  |  | Enthalpie mit kJ/kg tr. Luft |  | 20.1115 | 20.8878 | 23.8578 | 27.5242 | 33.9638 | 40.6105 | 43.5451 | 45.2856 | 45.95 | 52.8591 | 46.4751 | 40.5697 | 32.8358 | 25.6839 | 20.7485
|  |  | Leitwert Fenstlüft W/K |  | 0 | 0 | 0 | 0 | 0 | 0 | 0 | 0 | 0 | 0 | 0 | 0 | 0 | 0 | 0
|  |  | x_inf kg/kg |  | 0.0048835 | 0.004819 | 0.0052529 | 0.0056865 | 0.0068795 | 0.0083062 | 0.0092669 | 0.0092669 | 0.0092669 | 0.0118 | 0.0097539 | 0.0086341 | 0.0071543 | 0.005955 | 0.0050482 | Maximum | 0.0118
| Bandbreite Feuchteschwankung kg/kg | 0.001 | Anteil des Zeitraums über Sollfeuchte |  | 0 | 0 | 0 | 0 | 0 | 0 | 0 | 0 | 0 | 0.30031 | 0 | 0 | 0 | 0 | 0 |  | 0.00082278
Dynamisches Modell
| Leitwert Transmission außen W/K | 56.6923 | Zeitkonst. h |  | 63.8734 | 63.8734 | 63.8734 | 63.8734 | 63.8734 | 63.8734 | 63.8734 | 63.8734 | 63.8734 | 63.8734 | 63.8734 | 63.8734 | 63.8734 | 63.8734 | 63.8734
| Leitwert Transmission Erdreich W/K | 13.3193 | Start-Temp |  | 22 | 22 | 22 | 22 | 22 | 22 | 22 | 22 | 22 | 22.1696 | 22.6237 | 22 | 22 | 22 | 22
| Kapazität | 15896.16 | End-Temp-unendlich |  | 7.7499 | 8.6706 | 10.5123 | 13.0339 | 16.3845 | 19.3442 | 19.8172 | 21.5176 | 22.2182 | 23.6194 | 21.4761 | 18.4937 | 14.6024 | 10.5676 | 7.9684
| Korrektur LW konvektiv W/K | -3.0057 | Entladung Kapazität |  | -0.00012449 | -0.00035949 | -0.00010036 | -0.00011405 | -4.9057e-05 | -3.3783e-05 | -0.011336 | -0.0053117 | 0.048536 | 0.99564 | -1.0026e-05 | -4.4602e-05 | -6.4626e-05 | -0.00014543 | -0.00012258
| LW radiativ W/K | 2.9484 | End-Temperatur-Ist |  | 7.7501 | 8.6709 | 10.5124 | 13.034 | 16.3846 | 19.3442 | 19.8285 | 21.5229 | 22.1696 | 22.6237 | 21.4761 | 18.4937 | 14.6025 | 10.5677 | 7.9685
| Leitwert Transmission ges W/K | 69.9544 | Mitteltemperatur |  | 8.9733 | 9.9375 | 11.4985 | 13.8293 | 16.8666 | 19.5798 | 20.23 | 21.6234 | 22.1053 | 22.4109 | 21.5746 | 18.8048 | 15.2375 | 11.5818 | 9.173
|  |  | tats. Temperatur |  | 22 | 22 | 22 | 22 | 22 | 22 | 22 | 22 | 22.1053 | 22.4109 | 22 | 22 | 22 | 22 | 22
| Bandbreite Temperaturschwankung während eines Monats K | 1 | Anteil des Zeitraums über Solltemp |  | 0 | 0 | 0 | 0 | 0 | 0 | 0 | 0 | 0 | 0 | 0 | 0 | 0 | 0 | 0 | berücksichtigt Tages- und Monatsschwankungen
[18 empty] | Endergebnis: Übertemperaturhäufigkeit |  |  | 0
Hier werden die tatsächlichen Luftmengen und der Stromverbrauch für die mech. Nachtlüftung bei passiver Kühlung ermittelt. Dazu muss man wissen, welcher Anteil des Nachtlüftungspotenzials ausgeschöpft wurde.
Fall 1: T_Start < T_min. Solange T_min noch nicht erreicht ist, wächst die Temperatur einfach an (tau ohne Lüftung). Es wird dann zunächst versucht, mit Fensterlüftung T_min einzuhalten, wenn das nicht reicht, kommt die mech. Lüftung dazu. Es wird nur so viel gelüftet, dass die Temperatur nicht wieder unter T_min sinkt.
Fall 2: T_Start > T_min. Solange T_min noch nicht erreicht ist, wird mit voller Leistung gelüftet (tau mit Lüftung). Weiter wie in Fall 1.
|  |  | Zeitpunkt für Schnitt mit T_min [h] |  | 0 | 0 | 0 | 0 | 0 | 0 | 0 | 0 | 0 | 24 | 50.0846 | 0 | 0 | 0 | 0 | Zeitdauer Lüftung Standard. Wenn kein Schnittpunkt im Intervall: Intervalllänge. Hier wird stets mit der Zeitkonstante bei voller Nachtlüftung gerechnet, d.h. für T_Start > T_min. Im anderen Fall ist sowieso t(T=T_min) = 0, weil T_Start immer mindestens auf T_min gesetzt wird.
| Anteil Fensterlüftung |  | Leitwert Fenstlüft für T_inf = T_min |  | 0 | 0 | 0 | 0 | 0 | 0 | 0 | 0 | 0 | 0 | 0 | 0 | 0 | 0 | 0 | begrenzt auf [0;Leitwert Sommlüft]. Im Zeitraum t > t(T_min) soll nur so viel gelüftet werden, dass T_unendlich = T_min. Der Fall T_Start > T_a_Lüft > T_min muss separat abgefangen werden.
|  |  | Test: End-Temp-unendlich mit diesem Leitwert |  | 1: 7.7499 | [6 empty] | nur Test
|  |  | Test: korrekt? | [16 empty] | nur Test | bar: 1
|  |  | Anteil Leitwert volle Fenstlüft |  | 0 | 0 | 0 | 0 | 0 | 0 | 0 | 0 | 0 | 0 | 0 | 0 | 0 | 0 | 0 | für t < t(T_min)
|  |  | Anteil Leitwert reduzierte Fenstlüft |  | 0 | 0 | 0 | 0 | 0 | 0 | 0 | 0 | 0 | 0 | 0 | 0 | 0 | 0 | 0 | für t > t(T_min)
|  |  | Leitwert Fensterlüft tatsächlich gesamt |  | 0 | 0 | 0 | 0 | 0 | 0 | 0 | 0 | 0 | 0 | 0 | 0 | 0 | 0 | 0
|  |  | Außenluftvolumenstrom Fensterlüftung m³/h |  | 0 | 0 | 0 | 0 | 0 | 0 | 0 | 0 | 0 | 0 | 0 | 0 | 0 | 0 | 0
| zusätzlich konstante Lüftung, wenn Fensterlüftung nicht reicht |  | Leitwert Sommlüft konst für t > t(T_min) |  | 0 | 0 | 0 | 0 | 0 | 0 | 0 | 0 | 0 | 0 | 0 | 0 | 0 | 0 | 0 | bei Fensterlüft wie vor, begrenzt auf [0;Leitwert Sommlüft]. In diesem Zeitraum soll nur so viel gelüftet werden, dass T_unendlich = T_min. Der Fall T_soll > T_a_Lüft > T_min muss für Start-Temp <=T_min separat abgefangen werden.
|  |  | Test: End-Temp-unendlich mit diesem Leitwert |  | 1: 7.7499; 2: ggf. ausfüllen | [6 empty] | nur Test
|  |  | Test: korrekt? |  | 1: 1; 2: ggf. ausfüllen | [6 empty] | nur Test
|  |  | Anteil Leitwert volle Lüftung |  | 0 | 0 | 0 | 0 | 0 | 0 | 0 | 0 | 0 | 0 | 0 | 0 | 0 | 0 | 0 | für t < t(T_min)
|  |  | Anteil Leitwert reduzierte Lüftung |  | 0 | 0 | 0 | 0 | 0 | 0 | 0 | 0 | 0 | 0 | 0 | 0 | 0 | 0 | 0 | für t > t(T_min)
|  |  | Leitwert Sommerlüft tatsächlich gesamt |  | 0 | 0 | 0 | 0 | 0 | 0 | 0 | 0 | 0 | 0 | 0 | 0 | 0 | 0 | 0
|  |  | Außenluftvolumenstrom konstante Lüftung m³/h |  | 0 | 0 | 0 | 0 | 0 | 0 | 0 | 0 | 0 | 0 | 0 | 0 | 0 | 0 | 0 |  | 0
|  |  | Stromverbrauch kWh |  | 0 | 0 | 0 | 0 | 0 | 0 | 0 | 0 | 0 | 0 | 0 | 0 | 0 | 0 | 0 | kWh/m² gesamt: | 0
NÄHERUNGEN
Leitwert Fensterlüftung wird für Starttemp bestimmt - keine Iteration. Außerdem wird hier der Mittelwert der Außentemp während der Nacht verwendet, tatsächlich müsste man ein Integral Wurzel(a+bsint) lösen.
Entscheidung über WRG-Bypass ja/nein aufgrund von T_außen-T_soll - keine Iteration
Der Verzicht auf höhere Luftwechsel bei höheren Temperaturen führt für hohe Übertemperaturhäufigkeiten zu etwas pessimistischen Ergebnissen, weil die Abkühlung langsamer geht. Das ist nicht schlimm.
Die Leitwertbegrenzung durch den konvektiven Wärmeübergang müsste eigentlich als gemeinsamer, zusätzlicher Widerstand wirksam werden. Die Wechselwirkung wird vernachlässigt.

## Cooling
Kuehlung
| Cooling: energy value for useful cooling energy | [14 empty] | EnerPHit with PHPP Version 9.3 |  | Cooling: energy value for useful cooling energy | [13 empty] | EnerPHit with PHPP Version 9.3
| 23 / Climate: Hemsby / TFA: 95 m² / Heating: 26.6 kWh/(m²a) / Freq. overheating: 0 % / PER: 28.2 kWh/(m²a) | [16 empty] | 23 / Climate: Hemsby / TFA: 95 m² / Heating: 26.6 kWh/(m²a) / Freq. overheating: 0 % / PER: 28.2 kWh/(m²a)
The sum of the cooling periods calculated through the monthly method will be presented on this side.
[28 empty] | Interior Temperature: | 25 | °C
|  |  | Building type: | Detached House | [8 empty] | Treated floor area ATFA: | 94.62 | m² | [12 empty] | Building type: | Detached House
|  |  | Interior temperature summer: | 25 | °C | [7 empty] | Building volume: | 213.8412 | m³ | [12 empty] | Treated Floor Area ATFA: | 94.62 | m²
|  |  | Nominal humidity: | 12 | g/kg | [7 empty] | Internal humidity sources: | 2.4247 | g/(m²h)
|  |  | Spec. capacity: | 168 | Wh/(m²K)
per m²
[5 empty] | Temperature zone | Area |  | U-Value |  | Mon. red. fac. |  | Gt |  |  |  | treated |  |  | Jan | Feb | Mar | Apr | May | Jun | Jul | Aug | Sep | Oct | Nov | Dec | Year
|  | Building assembly |  |  |  | m² |  | W/(m²K) |  |  |  | kKh/a |  | kWh/a |  | floor area |  | Heating degree hours - Exterior | 15.4071 | 13.6222 | 13.962 | 12.0512 | 10.1393 | 7.5783 | 6.6806 | 6.1502 | 7.7049 | 10.6314 | 12.9341 | 15.1638 | 132.025 | kKh
|  | External wall - Ambient |  |  | A | 127.7097 | * | 0.16105 | * | 1 | * | 74.898 | = | 1540.4428 |  | 16.2803 |  | Heating degree hours - Ground | 8.7906 | 8.3677 | 9.3198 | 8.6541 | 8.2335 | 7.1445 | 5.2588 | 4.7852 | 5.8923 | 6.466 | 6.9436 | 8.0259 | 87.8819 | kKh
|  | External wall - Ground |  |  | B |  | * |  | * | 1 | * |  | = |  |  |  |  | Losses - Exterior | 3334.4911 | 2939.0807 | 3006.3133 | 2576.2041 | 2150.243 | 1585.7689 | 1389.6428 | 1273.7276 | 1629.8412 | 2277.8288 | 2794.3997 | 3284.1237 | 28241.665 | kWh
|  | Roof/Ceiling - Ambient |  |  | A | 61.7229 | * | 0.13406 | * | 1 | * | 74.898 | = | 619.7502 |  | 6.5499 |  | Losses - Ground | 238.5838 | 227.1053 | 252.9477 | 234.8791 | 223.4637 | 193.9067 | 142.7289 | 129.8747 | 159.9212 | 175.4913 | 188.4541 | 217.8294 | 2385.1861 | kWh
|  | Floor slab / Basement ceiling |  |  | B | 71.3384 | * | 0.38045 | * | 1 | * | 55.7542 | = | 1513.2133 |  | 15.9925 |  | Losses summer ventilation | 0 | 0 | 0 | 0 | 0 | 0 | 0 | 0 | 0 | 0 | 0 | 0 | 0 | kWh
[5 empty] | A |  | * |  | * | 1 | * |  | = |  |  |  |  | Sum spec. heat losses | 37.7624 | 33.4621 | 34.4458 | 29.7092 | 25.0867 | 18.8087 | 16.195 | 14.8341 | 18.9153 | 25.9281 | 31.5246 | 37.0107 | 323.6826 | kWh/m²
|  | Door to Extension |  |  | X | 2.1 | * | 1.4 | * | 0.85 | * | 74.898 | = | 187.17 |  | 1.9781 |  | Solar load North | 9.2265 | 16.0606 | 31.4236 | 49.5455 | 71.9391 | 80.5476 | 77.5713 | 59.5488 | 36.7161 | 22.3104 | 10.7885 | 6.2218 | 471.8997 | kWh
|  | Wall to Extension |  |  | X | 18.1584 | * | 0.44287 | * | 0.85 | * | 74.898 | = | 511.9654 |  | 5.4108 |  | Solar load East | 2.5873 | 5.1092 | 10.099 | 16.256 | 23.6859 | 23.684 | 24.0192 | 19.585 | 11.9527 | 6.7219 | 3.1713 | 1.692 | 148.5636 | kWh
|  | Windows |  |  | A | 20.0946 | * | 0.85227 | * | 1 | * | 74.898 | = | 1282.7019 |  | 13.5564 |  | Solar load South | 93.6913 | 136.7929 | 185.5274 | 213.3915 | 237.7251 | 209.576 | 221.6084 | 229.9424 | 190.045 | 159.8511 | 106.8739 | 80.2414 | 2065.2665 | kWh
|  | Exterior door |  |  | A | 1.89 | * | 1.4 | * | 1 | * | 74.898 | = | 198.18 |  | 2.0945 |  | Solar load West | 17.9029 | 27.0548 | 43.8931 | 59.0994 | 68.4148 | 66.8074 | 68.5486 | 66.8254 | 47.3633 | 35.9676 | 20.7375 | 14.559 | 537.1737 | kWh
|  | Exterior TB (length/m) |  |  | A | 5.6 | * | -0.22429 | * | 1 | * | 74.898 | = | -94.0718 |  | -0.99421 |  | Solar load Horiz. | 0 | 0 | 0 | 0 | 0 | 0 | 0 | 0 | 0 | 0 | 0 | 0 | 0 | kWh
|  | Perimeter TB (length/m) |  |  | P | 10.405 | * | -1.3284 | * | 1 | * | 74.898 | = | -1035.2023 |  | -10.9406 |  | Solar load Opaque | 11.1427 | 18.8129 | 33.3891 | 49.1708 | 65.8532 | 65.318 | 65.8801 | 57.5152 | 37.8401 | 25.0624 | 13.2983 | 8.6414 | 451.9241 | kWh
|  | Ground TB (length/m) |  |  | B |  | * |  | * | 1 | * |  | = |  |  | 0 |  | Internal heat gains | 329.589 | 297.6933 | 329.589 | 318.9571 | 329.589 | 318.9571 | 329.589 | 329.589 | 318.9571 | 329.589 | 318.9571 | 329.589 | 3880.645 | kWh
[14 empty] | ––––––––––– |  | kWh/(m²a) |  | Sum spec. loads solar + internal | 4.9053 | 5.3004 | 6.6997 | 7.4659 | 8.4254 | 8.0838 | 8.3198 | 8.0639 | 6.7943 | 6.1245 | 5.0077 | 4.6602 | 79.8507 | kWh/m²
| Transmission losses QT (negative: heat loads) | [11 empty] | Total | 4724.1496 |  | 49.9276 |  | Utilisation factor losses | 12.99% | 15.84% | 19.45% | 25.11% | 33.5% | 42.66% | 50.42% | 53.27% | 35.8% | 23.61% | 15.88% | 12.59% | 24.54%
[18 empty] | Useful cooling energy demand | 0.010825 | 0.031473 | 0.10978 | 0.42637 | 1.9069 | 5.6296 | 14.5562 | 15.3755 | 2.0997 | 0.25926 | 0.030157 | 0.0087973 | 40.4446 | kWh
| Summer ventilation |  |  | from 'SummVent' worksheet | [13 empty] | Spec. cooling demand | 0.0001144 | 0.00033263 | 0.0011602 | 0.0045062 | 0.020154 | 0.059496 | 0.15384 | 0.1625 | 0.022191 | 0.00274 | 0.00031872 | 9.2975e-05 | 0.42744 | kWh/m²
[18 empty] | Specif. dehumidification demand | 0 | 0 | 0 | 0 | 0 | 0 | 0 | 0 | 0 | 0 | 0 | 0 | 0 | kWh/m²
| Ventilation conductance, vent. unit |  |  |  | Ventilation parameter | [5 empty] | Summer ventilation regulation | [6 empty] | Sensible fraction | 100% | 100% | 100% | 100% | 100% | 100% | 100% | 100% | 100% | 100% | 100% | 100% | 100%
| exterior HV,e |  | 1.3604 | W/K | Temperature amplitude summer |  |  |  | 10.2 | K |  |  |  | HRV/ERV in summer
| without HR |  | 8.5462 | W/K | Minimum acceptable indoor temperature |  |  |  | 22 | °C | None
| ground HV,g |  | 0 | W/K | Heat capacity air |  |  |  | 0.33 | Wh/(m³K) | Controlled by temp. |  |  | x
| without HR |  | 0 | W/K | Supply air changes |  |  |  | 0.12111 | 1/h | Controlled by enthalpy
| Ventilation conductance, others |  |  |  | Outdoor air changes |  |  |  | 2.4143 | 1/h | Always
| exterior |  | 170.3693 | W/K | Window night vent. air change rate, manual @ 1K |  |  |  | 0 | 1/h |  |  |  | Additional ventilation
[5 empty] | Air changes rate due to mech., autom. controlled vent. |  |  |  | 0 | 1/h | Controlled by temp.
[5 empty] | Specific power consumption for |  |  |  | 0 | Wh/m³ | Controlled by humidity |  |  | x
[5 empty] | hHR |  |  |  | 84.08%
[5 empty] | hERV |  |  |  | 0%
[5 empty] | h*SHX |  |  |  | 0%
[6 empty] | nV,system |  | h*SHX |  | hHR |  | nV,Rest |  | nV,equi,fraction
| Hygienic air change |  |  |  |  | 1/h |  |  |  | (considers bypass) |  | 1/h |  | 1/h
| Effective air change rate Ambient nV,e |  |  |  |  | 0.12111 | *(1- | 0% | )*(1- | 0 | )+ | 2.4143 | = | 2.5354
| Effective air change rate Ground nV,g |  |  |  |  | 0.12111 | * | 0% | *(1- | 0 | ) |  | = | 0
[6 empty] | VV |  | nV,equi,fraction |  | cAir |  | Gt
[6 empty] | m³ |  | 1/h |  | Wh/(m³K) |  | kKh/a |  | kWh/a |  | kWh/(m²a)
| Ventilation losses ambient QV |  |  |  |  | 213.8412 | * | 2.5354 | * | 0.33 | * | 70.8638 | = | 12678.6335 |  | 133.9953
| Ventilation losses ground QV,e |  |  |  |  | 213.8412 | * | 0 | * | 0.33 | * | 0 | = | 0 |  | 0
| Heat losses summer ventilation |  |  |  |  | 213.8412 | * | 0 | * | 0.33 | * | 0 | = | 0 |  | 0
–––––––––––
| Ventilation heat losses QV | [11 empty] | Total | 12678.6335 |  | 133.9953
[10 empty] | QT |  | QV
[10 empty] | kWh/a |  | kWh/a |  | kWh/a |  | kWh/(m²a)
| Total heat losses QL | [8 empty] | 4724.1496 | + | 12678.6335 | = | 17402.7831 |  | 183.9229
|  | Orientation |  |  |  | Reduction factor |  | g-Value |  | Area |  | Global radiation
|  | of the area | [5 empty] | (perp. radiation)
[10 empty] | m² |  | kWh/(m²a) |  | kWh/a | [19 empty] | Solarlast für EnerPHit-Nachweis [kWh/(m²Verglasunga)]
|  | North |  |  |  | 0.49184 | * | 0.5 | * | 5.6592 | * | 308.6854 | = | 429.6023 | [19 empty] | Nord: | 126.2378
|  | East |  |  |  | 0.42818 | * | 0.5 | * | 1.2993 | * | 488.932 | = | 136.0037 | [19 empty] | Ost: | 177.5654
|  | South |  |  |  | 0.4802 | * | 0.5 | * | 9.5904 | * | 715.5486 | = | 1647.667 | [19 empty] | Süd: | 256.2781
|  | West |  |  |  | 0.39448 | * | 0.5 | * | 3.5457 | * | 653.3506 | = | 456.9195 | [19 empty] | West: | 216.1431
|  | Horizontal |  |  |  | 0.4 | * | 0 | * | 0 | * | 933 | = | 0 | [19 empty] | Horizontal: | 0
|  | Sum opaque areas | [11 empty] | 400.0288 | [19 empty] | Maximum: | 256.2781
[14 empty] | ––––––––––– |  | kWh/(m²a)
| Available solar heat gains QS | [11 empty] | Total | 3070.2214 |  | 32.4479
[8 empty] | Length heat. period |  | Spec. power qI |  | ATFA
[6 empty] | kh/d |  | d/a |  | W/m² |  | m² |  | kWh/a |  | kWh/(m²a)
| Internal heat gains QI |  |  |  |  | 0.024 | * | 245 | * | 4.6818 | * | 94.62 | = | 2604.8165 |  | 27.5292
[14 empty] | kWh/a |  | kWh/(m²a)
| Sum heat loads QF | [10 empty] | QS + QI | = | 5675.0379 |  | 59.9772
[35 empty] | Spitzentag | 4 Tage | 12 Tage | Rest Juli |  |  | Spitzentag 2
[7 empty] | Ratio of losses to free heat gains |  |  |  |  | QL / QF | = | 3.0665 |  |  |  | Month | 1 | 2 | 3 | 4 | 5 | 6 | 7 | 8 | 9 | 10 | 11 | 12 | Year |  |  | Delta T | 2.9 | 1.45 | 0.725 |  |  |  | für Blatt Kühllast, Klima 2
[18 empty] | Days | 31 | 28 | 31 | 30 | 31 | 30 | 31 | 31 | 30 | 31 | 30 | 31 | 365 |  |  | Tage | 1 | 4 | 12 | 14 |  |  | 1
[7 empty] | Utilisation factor heat losses hG | [5 empty] | = | 32.38% |  |  |  | Ambient Temp. | 4.912 | 5.412 | 6.912 | 9.012 | 12.112 | 15.212 | 16.712 | 17.412 | 14.912 | 11.312 | 7.612 | 5.212 | 10.592 |  |  | AußenTemp | 19.612 | 18.162 | 17.437 | 15.4691 |  |  | 19.612
[14 empty] | kWh/a |  | kWh/(m²a) |  | North Radiation | 7 | 11 | 21 | 32 | 44 | 52 | 49 | 38 | 24 | 16 | 8 | 5 | 307 |  |  | Strahl Nord | 1.4203 | 1.5005 | 1.5406 | kWh/m²d |  |  | 1.4203
| Useful heat losses QV,n | [10 empty] | hG * QL | = | 5634.5934 |  | 59.5497 |  | East Radiation | 15 | 27 | 48 | 72 | 100 | 96 | 99 | 85 | 55 | 34 | 18 | 11 | 660 |  |  | Strahl Ost | 2.3604 | 2.777 | 2.9853 | kWh/m²d |  |  | 2.3604
[18 empty] | South Radiation | 44 | 63 | 84 | 94 | 100 | 88 | 93 | 100 | 85 | 74 | 50 | 38 | 913 |  |  | Strahl Süd | 3.3423 | 3.1712 | 3.0856 | kWh/m²d |  |  | 3.3423
[14 empty] | kWh/a |  | kWh/(m²a) |  | West Radiation | 17 | 27 | 50 | 74 | 90 | 92 | 93 | 86 | 56 | 39 | 20 | 13 | 657 |  |  | Strahl West | 3.3088 | 3.1544 | 3.0772 | kWh/m²d |  |  | 3.3088
| Useful cooling demand QK | [10 empty] | QF - QV,n | = | 40.4446 |  | 0.42744 |  | Hori. Radiation | 21 | 38 | 74 | 115 | 157 | 155 | 156 | 136 | 86 | 54 | 26 | 16 | 1034 |  |  | Strahl Hori | 4.464 | 4.7481 | 4.8902 | kWh/m²d |  |  | 4.464
[18 empty] | Dew Point | 2.5 | 2.3 | 3.6 | 4.8 | 7.7 | 10.6 | 12.3 | 13.1 | 11.2 | 8.3 | 5.5 | 3 | 7.1038 |  |  | Taupunkt | 16.1 | 12.3 | 12.3 | 12.3 |  |  | 16.1
[8 empty] | kWh/(m²*a) | [5 empty] | (Yes/No) |  |  |  | Tsky | -4.5 | -4.9 | -3.3 | -2.2 | 1.1 | 4.3 | 6.5 | 7.4 | 5.8 | 2.3 | -1.1 | -3.8 | 0.66712 |  |  | Thimm | 13.2924 | 7.95 | 7.225 | 4.9791 |  |  | 16.1
| Recommended maximum value | [6 empty] | 15 |  |  |  |  | Requirement met? | Yes |  |  |  | Ground Temp | 13.1847 | 12.5481 | 12.4733 | 12.9804 | 13.9335 | 15.0771 | 17.9317 | 18.5683 | 16.8163 | 16.3092 | 15.3561 | 14.2125 | 14.9678 |  |  | BodenTemp | 17.9317 | 17.9317 | 17.9317 | 17.9317 |  |  | 18.643
[34 empty] | Strahl opak | 1.9094 | 2.0173 | 2.0712 | kWh/d |  |  | 1.9094
[34 empty] | Solarzuschlagsfaktor max |  | 2
[31 empty] | Jahr | Jahr mit Spitzentagen | Kühlperiode |  | Spitzentag | 4 Tage | 12 Tage | Rest Juli | gesamter Juli
[17 empty] | Strahlung gemäß zugeordneter Orientierung: | Strahl Nord | 6.6296 | 11.5402 | 22.579 | 35.6003 | 51.6909 | 57.8765 | 55.7379 | 42.7881 | 26.3819 | 16.0308 | 7.752 | 4.4706 | 339.0777 | 339.0777 | 308.6854 |  | 1.4203 | 6.0019 | 18.4867 | 29.829 | 55.7379 |  | 1.4203
[18 empty] | Strahl Ost | 9.3013 | 18.3677 | 36.3058 | 58.4401 | 85.1506 | 85.1437 | 86.3487 | 70.408 | 42.9698 | 24.1652 | 11.4008 | 6.0828 | 534.0847 | 534.0847 | 488.932 |  | 2.3604 | 11.1078 | 35.823 | 37.0574 | 86.3487 |  | 2.3604
[18 empty] | Strahl Süd | 40.6882 | 59.4064 | 80.5708 | 92.6716 | 103.2392 | 91.0146 | 96.2401 | 99.8594 | 82.5327 | 69.4201 | 46.4132 | 34.8472 | 896.9036 | 896.9036 | 715.5486 |  | 3.3423 | 12.6846 | 37.0269 | 43.1862 | 96.2401 |  | 3.3423
[18 empty] | Strahl West | 25.5994 | 38.6857 | 62.7629 | 84.5065 | 97.8265 | 95.5281 | 98.0178 | 95.5538 | 67.7249 | 51.4302 | 29.6526 | 20.8179 | 768.1062 | 768.1062 | 653.3506 |  | 3.3088 | 12.6175 | 36.9263 | 45.1652 | 98.0178 |  | 3.3088
[14 empty] | Standort |  |  | GB0013a-Hemsby | Strahl Hori | 21 | 38 | 74 | 115 | 157 | 155 | 156 | 136 | 86 | 54 | 26 | 16 | 1034 | 1034 | 933 |  | 4.464 | 18.9925 | 58.6823 | 73.8612 | 156 |  | 4.464
[14 empty] | Stunden am Tag |  |  | 24 | Stunden | 744 | 672 | 744 | 720 | 744 | 720 | 744 | 744 | 720 | 744 | 720 | 744 | 8760 | 8760 | 5880 |  | 24 | 96 | 288 | 336 | 744 |  | 24
[14 empty] | Innentemp |  |  | 25 | HeizgrSt.Außen | 14.9455 | 13.1631 | 13.4575 | 11.5114 | 9.5887 | 7.0474 | 6.1663 | 5.6455 | 7.2634 | 10.1839 | 12.5194 | 14.7223 | 132.025 | 126.2141 | 74.898 |  | 0.12931 | 0.65645 | 2.1781 | 3.2024 | 6.1663 |  | 0.12931
[14 empty] | Leitwert Transmission ges W/K |  |  | 69.9544 | HeizgrSt. Himmel | 21.948 | 20.0928 | 21.0552 | 19.584 | 17.7816 | 14.904 | 13.764 | 13.0944 | 13.824 | 16.8888 | 18.792 | 21.4272 | 213.156 | 213.156 |  |  | 0.28098 | 1.6368 | 5.1192 | 6.727 | 13.764 |  | 0.2136
[14 empty] | dito für Zeitkonstante W/K |  |  | 60.0385 | HeizgrSt. Grund | 8.7906 | 8.3677 | 9.3198 | 8.6541 | 8.2335 | 7.1445 | 5.2588 | 4.7852 | 5.8923 | 6.466 | 6.9436 | 8.0259 | 87.8819 | 87.8819 | 55.7542 |  | 0.16964 | 0.67856 | 2.0357 | 2.375 | 5.2588 |  | 0.15257
[14 empty] | Temperatur EWÜ °C |  |  | 11.562 | HeizgrSt. EWÜ | 9.9979 | 9.0303 | 9.9979 | 9.6754 | 9.9979 | 9.6754 | 9.9979 | 9.9979 | 9.6754 | 9.9979 | 9.6754 | 9.9979 | 117.7169 | 117.7169 | 0 |  | 0.32251 | 1.29 | 3.8701 | 4.5152 | 9.9979 |  | 0.32251
[14 empty] | Transmissionsleitwert außen W/K |  |  | 42.8708 | Transmissionsverluste außen | 640.7244 | 564.3143 | 576.9327 | 493.5013 | 411.0741 | 302.126 | 264.3531 | 242.0259 | 311.3861 | 436.5908 | 536.7151 | 631.1557 | 5410.8994 | 5410.8994 | 3037.99 |  | 5.5437 | 28.1425 | 93.3788 | 137.2881 | 264.3531 |  | 5.5437
[14 empty] | Transmissionsleitwert Erdreich W/K |  |  | 27.1408 | Verluste Grund | 238.5838 | 227.1053 | 252.9477 | 234.8791 | 223.4637 | 193.9067 | 142.7289 | 129.8747 | 159.9212 | 175.4913 | 188.4541 | 217.8294 | 2385.1861 | 2385.1861 | 1513.2133 |  | 4.6042 | 18.4166 | 55.2499 | 64.4582 | 142.7289 |  | 4.1408
[14 empty] | Korrektur LW konvektiv W/K |  |  | -3.0057 | zus. Verlust außen konvektiv | -44.9211 | -39.564 | -40.4487 | -34.5993 | -28.8204 | -21.182 | -18.5338 | -16.9684 | -21.8313 | -30.6094 | -37.6291 | -44.2503 | -379.3578 | -379.3578 | -212.9933 |  | -0.38867 | -1.9731 | -6.5468 | -9.6253 | -18.5338 |  | -0.38867
[14 empty] | LW radiativ W/K |  |  | 2.9484 | zus. Verlust außen radiativ | 64.7125 | 59.2425 | 62.0801 | 57.7423 | 52.4281 | 43.9436 | 40.5824 | 38.6081 | 40.7593 | 49.7957 | 55.4072 | 63.1769 | 628.4786 | 628.4786 | 385.9395 |  | 0.82846 | 4.826 | 15.0937 | 19.8342 | 40.5824 |  | 0.62979
[16 empty] | Lüftungsanlage |  | T_Zuluft ohne WRG | 4.912 | 5.412 | 6.912 | 9.012 | 12.112 | 15.212 | 16.712 | 17.412 | 14.912 | 11.312 | 7.612 | 5.212 |  |  |  |  | 19.612 | 18.162 | 17.437 | 15.4691 |  |  | 19.612
[18 empty] | Taupunkttemp Zuluft ohne WRG | 2.5 | 2.3 | 3.6 | 4.8 | 7.7 | 10.6 | 12.3 | 13.1 | 11.2 | 8.3 | 5.5 | 3 |  |  |  |  | 16.1 | 12.3 | 12.3 | 12.3 |  |  | 16.1
[18 empty] | Wasserdampfdruck Zuluft ohne WRG Pa | 731.3679 | 721.029 | 790.6164 | 860.0655 | 1050.6575 | 1277.6292 | 1429.8795 | 1506.894 | 1329.6484 | 1094.452 | 903.0245 | 757.7925 |  |  |  |  | 1829.1787 | 1429.8795 | 1429.8795 | 1429.8795 |  |  | 1829.1787
[18 empty] | abs. Feuchte Zuluft ohne WRG kg/kg | 0.0045248 | 0.0044604 | 0.0048943 | 0.0053279 | 0.0065209 | 0.0079476 | 0.0089083 | 0.0093953 | 0.0082755 | 0.0067957 | 0.0055964 | 0.0046896 |  |  |  |  | 0.011442 | 0.0089083 | 0.0089083 | 0.0089083 |  |  | 0.011442
[18 empty] | Enthalpie Zuluft ohne WRG kJ/kg tr. Luft | 16.3191 | 16.6665 | 19.2846 | 22.5165 | 28.6889 | 35.466 | 39.4356 | 41.3881 | 35.9877 | 28.5642 | 21.764 | 17.0382 |  |  |  |  | 48.8412 | 40.9242 | 40.1799 | 38.1598 |  |  | 48.8412
[18 empty] | T_Zuluft mit WRG (bei Soll-Innenbedingungen) °C | 21.8023 | 21.8819 | 22.1207 | 22.4549 | 22.9484 | 23.4419 | 23.6807 | 23.7921 | 23.3941 | 22.8211 | 22.2321 | 21.85 |  |  |  |  | 24.1423 | 23.9115 | 23.7961 | 23.4828 | 23.6807 |  | 24.1423
[18 empty] | abs. Feuchte Zuluft mit WRG (bei Soll-Innenbedingungen) kg/kg | 0.0045248 | 0.0044604 | 0.0048943 | 0.0053279 | 0.0065209 | 0.0079476 | 0.0089083 | 0.0093953 | 0.0082755 | 0.0067957 | 0.0055964 | 0.0046896 |  |  |  |  | 0.011442 | 0.0089083 | 0.0089083 | 0.0089083 | 0.00899 |  | 0.011442
[18 empty] | Enthalpie Zuluft mit WRG | 33.5204 | 33.4377 | 34.7838 | 36.2271 | 39.7651 | 43.8999 | 46.5895 | 47.9435 | 44.6853 | 40.3338 | 36.6824 | 33.9877 |  |  | eta_WRG |  | 53.5132 | 46.8264 | 46.7079 | 46.3864 |  |  | 53.5132
[18 empty] | WRG/FRG ein? (bei Soll-Innenbedingungen) | 0 | 0 | 0 | 0 | 0 | 0 | 0 | 0 | 0 | 0 | 0 | 0 |  |  | 0 |  | 0 | 0 | 0 | 0 |  |  | 0
[18 empty] | Leitwert Lüftung außen | 178.9154 | 178.9154 | 178.9154 | 178.9154 | 178.9154 | 178.9154 | 178.9154 | 178.9154 | 178.9154 | 178.9154 | 178.9154 | 178.9154 |  |  | Gt Lüft außen |  | 178.9154 | 178.9154 | 178.9154 | 178.9154 | 178.9154 |  | 178.9154
[18 empty] | Leitwert Lüftung Erdreich | 0 | 0 | 0 | 0 | 0 | 0 | 0 | 0 | 0 | 0 | 0 | 0 |  |  | 70.8638 |  | 0 | 0 | 0 | 0 | 0 |  | 0
[18 empty] | Massenstrom Zuluft kg/h | 30.559 | 30.559 | 30.559 | 30.559 | 30.559 | 30.559 | 30.559 | 30.559 | 30.559 | 30.559 | 30.559 | 30.559 |  |  |  |  | 30.559 | 30.559 | 30.559 | 30.559 | 30.559 |  | 30.559
[18 empty] | Massenstrom Außenluft (Infil, Abluft, Fenster) kg/h | 609.1992 | 609.1992 | 609.1992 | 609.1992 | 609.1992 | 609.1992 | 609.1992 | 609.1992 | 609.1992 | 609.1992 | 609.1992 | 609.1992 |  |  |  |  | 609.1992 | 609.1992 | 609.1992 | 609.1992 | 609.1992 |  | 609.1992
[18 empty] | Lüftungsverlust außen | 2673.9754 | 2355.088 | 2407.7492 | 2059.5598 | 1715.5612 | 1260.8814 | 1103.2411 | 1010.062 | 1299.5271 | 1822.0517 | 2239.9065 | 2634.0414 |  |  | 12678.6335 |  | 23.1359 | 117.4487 | 389.7035 | 572.953 | 1103.2411 |  | 23.1359
[18 empty] | Lüftungsverlust EWÜ | 0 | 0 | 0 | 0 | 0 | 0 | 0 | 0 | 0 | 0 | 0 | 0 |  |  | 0 |  | 0 | 0 | 0 | 0 | 0 |  | 0
[16 empty] | Zusatzlüftung konstant |  | Wasserdampfdruck Außenluft Pa | 731.3679 | 721.029 | 790.6164 | 860.0655 | 1050.6575 | 1277.6292 | 1429.8795 | 1506.894 | 1329.6484 | 1094.452 | 903.0245 | 757.7925 |  |  |  |  | 1829.1787 | 1429.8795 | 1429.8795 | 1429.8795 |  |  | 1829.1787
[18 empty] | abs. Feuchte Außenluft kg/kg | 0.0045248 | 0.0044604 | 0.0048943 | 0.0053279 | 0.0065209 | 0.0079476 | 0.0089083 | 0.0093953 | 0.0082755 | 0.0067957 | 0.0055964 | 0.0046896 |  |  |  |  | 0.011442 | 0.0089083 | 0.0089083 | 0.0089083 | 0.00899 |  | 0.011442
[18 empty] | t_end Sommerlüftung konst | 6 | 6 | 6 | 6 | 6 | 6 | 6 | 6 | 6 | 6 | 6 | 6 |  |  | Gt Lüft Sommer | DT Lüft Kühllast 1 | 6 | 6 | 6 | 6 |  | DT Lüft Kühllast 2 | 6
[18 empty] | Atemp Sommlüft konst | 4.912 | 5.412 | 6.912 | 9.012 | 12.112 | 15.212 | 16.712 | 17.412 | 14.912 | 11.312 | 7.612 | 5.212 |  |  | 0 | 0 | 19.612 | 18.162 | 17.437 | 15.4691 |  | 0 | 19.612
[18 empty] | Leitwert Sommlüft konst | 0 | 0 | 0 | 0 | 0 | 0 | 0 | 0 | 0 | 0 | 0 | 0 |  |  | 0 |  | 0 | 0 | 0 | 0 |  |  | 0
[18 empty] | Verlust Sommlüft konst | 0 | 0 | 0 | 0 | 0 | 0 | 0 | 0 | 0 | 0 | 0 | 0 |  |  | 0 |  | 0 | 0 | 0 | 0 | 0 |  | 0
[16 empty] | Zusatzlüftung Fenster |  | Atemp Fenstlüft | 1.6652 | 2.1652 | 3.6652 | 5.7652 | 8.8652 | 11.9652 | 13.4652 | 14.1652 | 11.6652 | 8.0652 | 4.3652 | 1.9652 |  |  |  |  | 16.3652 | 14.9152 | 14.1902 | 12.2224 |  |  | 16.3652
[18 empty] | Volumenstrom Fenstlüft m³/h | 0 | 0 | 0 | 0 | 0 | 0 | 0 | 0 | 0 | 0 | 0 | 0 |  |  |  |  | 0 | 0 | 0 | 0 |  |  | 0
[18 empty] | Leitwert Fenstlüft W/K | 0 | 0 | 0 | 0 | 0 | 0 | 0 | 0 | 0 | 0 | 0 | 0 |  |  |  |  | 0 | 0 | 0 | 0 |  |  | 0
[18 empty] | Enthalpie Soll kJ/kg tr. Luft | 55.82 | 55.82 | 55.82 | 55.82 | 55.82 | 55.82 | 55.82 | 55.82 | 55.82 | 55.82 | 55.82 | 55.82 |  |  |  |  | 55.82 | 55.82 | 55.82 | 55.82 |  |  | 55.82
[18 empty] | Enthalpie Außenluft kJ/kg tr. Luft | 16.3191 | 16.6665 | 19.2846 | 22.5165 | 28.6889 | 35.466 | 39.4356 | 41.3881 | 35.9877 | 28.5642 | 21.764 | 17.0382 |  |  |  |  | 48.8412 | 40.9242 | 40.1799 | 38.1598 |  |  | 48.8412
[18 empty] | Leitwert Fenstlüft W/K | 0 | 0 | 0 | 0 | 0 | 0 | 0 | 0 | 0 | 0 | 0 | 0 |  |  | 0 |  | 0 | 0 | 0 | 0 |  |  | 0
[18 empty] | Verlust Fenstlüft kWh | 0 | 0 | 0 | 0 | 0 | 0 | 0 | 0 | 0 | 0 | 0 | 0 |  |  | 0 |  | 0 | 0 | 0 | 0 | 0 |  | 0
[14 empty] | Apertur Nord m² |  |  | 1.3917 | Solar Nord | 9.2265 | 16.0606 | 31.4236 | 49.5455 | 71.9391 | 80.5476 | 77.5713 | 59.5488 | 36.7161 | 22.3104 | 10.7885 | 6.2218 | 471.8997 | 471.8997 |  |  | 1.9766 | 8.3529 | 25.7282 | 41.5135 | 77.5713 |  | 1.9766
[14 empty] | Apertur Ost |  |  | 0.27816 | Solar Ost | 2.5873 | 5.1092 | 10.099 | 16.256 | 23.6859 | 23.684 | 24.0192 | 19.585 | 11.9527 | 6.7219 | 3.1713 | 1.692 | 148.5636 | 148.5636 |  |  | 0.65657 | 3.0898 | 9.9647 | 10.3081 | 24.0192 |  | 0.65657
[14 empty] | Apertur Süd |  |  | 2.3027 | Solar Süd | 93.6913 | 136.7929 | 185.5274 | 213.3915 | 237.7251 | 209.576 | 221.6084 | 229.9424 | 190.045 | 159.8511 | 106.8739 | 80.2414 | 2065.2665 | 2065.2665 |  |  | 7.6962 | 29.2084 | 85.2605 | 99.4433 | 221.6084 |  | 7.6962
[14 empty] | Apertur West |  |  | 0.69935 | Solar West | 17.9029 | 27.0548 | 43.8931 | 59.0994 | 68.4148 | 66.8074 | 68.5486 | 66.8254 | 47.3633 | 35.9676 | 20.7375 | 14.559 | 537.1737 | 537.1737 |  |  | 2.314 | 8.824 | 25.8243 | 31.5862 | 68.5486 |  | 2.314
[14 empty] | Apertur Hori |  |  | 0 | Solar Hori | 0 | 0 | 0 | 0 | 0 | 0 | 0 | 0 | 0 | 0 | 0 | 0 | 0 | 0 |  |  | 0 | 0 | 0 | 0 | 0 |  | 0
[18 empty] | Solar opak | 11.1427 | 18.8129 | 33.3891 | 49.1708 | 65.8532 | 65.318 | 65.8801 | 57.5152 | 37.8401 | 25.0624 | 13.2983 | 8.6414 | 451.9241 | 451.9241 | 400.0288 |  | 1.9094 | 8.0691 | 24.8546 | 31.047 | 65.8801 |  | 1.9094
[14 empty] | Innere Last W |  |  | 442.996 | Innere WQ | 329.589 | 297.6933 | 329.589 | 318.9571 | 329.589 | 318.9571 | 329.589 | 329.589 | 318.9571 | 329.589 | 318.9571 | 329.589 | 3880.645 | 3880.645 |  |  | 10.6319 | 42.5276 | 127.5828 | 148.8467 | 329.589 |  | 10.6319
[18 empty] | Summe Verl | 3573.0749 | 3166.186 | 3259.261 | 2811.0832 | 2373.7067 | 1779.6756 | 1532.3717 | 1403.6023 | 1789.7625 | 2453.3201 | 2982.8538 | 3501.9532 | 30626.8511 | 30626.8511 | 17402.7831 |  | 33.7236 | 166.8607 | 546.8791 | 784.9083 | 1532.3717 |  | 33.0615
[14 empty] | spez. Kapazität Wh/(m²K) |  |  | 168 | Summe Ang | 464.1397 | 501.5238 | 633.9212 | 706.4204 | 797.2072 | 764.8901 | 787.2165 | 763.0059 | 642.8743 | 579.5024 | 473.8266 | 440.9446 | 7555.4726 | 7555.4726 | 5675.0379 |  | 25.1847 | 100.0719 | 299.2152 | 362.7447 | 787.2165 |  | 25.1847
[14 empty] | Kapazität Wh/K |  |  | 15896.16 | Zeitkonstante h | 66.5239 | 66.5239 | 66.5239 | 66.5239 | 66.5239 | 66.5239 | 66.5239 | 66.5239 | 66.5239 | 66.5239 | 66.5239 | 66.5239 |  |  |  |  | 66.5239 | 66.5239 | 66.5239 | 66.5239 |  |  | 66.5239
[18 empty] | a_Monatsverfahren | 5.1577 | 5.1577 | 5.1577 | 5.1577 | 5.1577 | 5.1577 | 5.1577 | 5.1577 | 5.1577 | 5.1577 | 5.1577 | 5.1577 |  |  |  |  | 5.1577 | 5.1577 | 5.1577 | 5.1577 |  |  | 5.1577
[18 empty] | Verl/Ang | 769.8% | 631.3% | 514.1% | 397.9% | 297.8% | 232.7% | 194.7% | 184% | 278.4% | 423.3% | 629.5% | 794.2% | 405.4% | 405.4% |  |  | 133.9% | 166.7% | 182.8% | 216.4% |  |  | 131.3%
[18 empty] | Nutzungsgrad Wärmeverluste | 12.99% | 15.84% | 19.45% | 25.11% | 33.5% | 42.66% | 50.55% | 53.27% | 35.8% | 23.61% | 15.88% | 12.59% | 24.54% | 24.54% | 32.38% |  | 69.65% | 58.18% | 53.58% | 45.75% | 50.42% |  | 70.69%
[18 empty] | Nutzkälte | 0.010825 | 0.031473 | 0.10978 | 0.42637 | 1.9069 | 5.6296 | 12.5384 | 15.3755 | 2.0997 | 0.25926 | 0.030157 | 0.0087973 | 38.4268 | 40.4446 | 40.4446 |  | 1.6954 | 2.9956 | 6.1919 | 3.6733 | 14.5562 |  | 1.8138
Tatsächliche Luftmengen Sommerlüftung und Stromverbrauch
[16 empty] | Anteil Fensterlüftung |  | Leitwert Fenstlüft für T_inf = T_soll W/K | 0 | 0 | 0 | 0 | 0 | 0 | 0 | 0 | 0 | 0 | 0 | 0 |  |  |  |  | 0 | 0 | 0 | 0 | 0 |  | 0
[18 empty] | Test: End-Temp-unendlich mit diesem Leitwert | 1: 8.2094; 2: ggf. ausfüllen
[18 empty] | Test: korrekt? | 1: 1; 2: ggf. ausfüllen
[18 empty] | Außenluftvolumenstrom Fensterlüftung m³/h | 0 | 0 | 0 | 0 | 0 | 0 | 0 | 0 | 0 | 0 | 0 | 0 |  |  |  |  | 0 | 0 | 0 | 0 |  |  | 0
[18 empty] | Massenstrom Fensterlüftung kg/h | 0 | 0 | 0 | 0 | 0 | 0 | 0 | 0 | 0 | 0 | 0 | 0 |  |  |  |  | 0 | 0 | 0 | 0 | 0 |  | 0
[16 empty] | zusätzlich konstante Lüftung, wenn Fensterlüftung nicht reicht |  | Leitwert Sommlüft konst für T_inf = T_soll W/K | 0 | 0 | 0 | 0 | 0 | 0 | 0 | 0 | 0 | 0 | 0 | 0 |  |  |  |  | 0 | 0 | 0 | 0 | 0 |  | 0
[18 empty] | Test: End-Temp-unendlich mit diesem Leitwert | 1: 8.2094; 2: ggf. ausfüllen
[18 empty] | Test: korrekt? | 1: 1; 2: ggf. ausfüllen
[18 empty] | Außenluftvolumenstrom konstante Lüftung m³/h | 0 | 0 | 0 | 0 | 0 | 0 | 0 | 0 | 0 | 0 | 0 | 0 |  | 0 |  |  | 0 | 0 | 0 | 0 |  |  | 0
[18 empty] | Massenstrom konstante Lüftung kg/h | 0 | 0 | 0 | 0 | 0 | 0 | 0 | 0 | 0 | 0 | 0 | 0 |  |  |  |  | 0 | 0 | 0 | 0 | 0 |  | 0
[18 empty] | Stromverbrauch kWh | 0 | 0 | 0 | 0 | 0 | 0 | 0 | 0 | 0 | 0 | 0 | 0 |  | 0 |  |  | 0 | 0 | 0 | 0 |  |  | 0
Feuchtebilanz
[14 empty] | Verdampfungsenthalpie bei Solltemperatur Wh/kg |  |  | 707.6389 | Feuchtelast Lüftung bei Sollfeuchte kg/h | -4.7823 | -4.8235 | -4.5459 | -4.2685 | -3.5053 | -2.5925 | -1.978 | -1.6664 | -2.3828 | -3.3295 | -4.0968 | -4.6769 |  |  |  |  | -0.35718 | -1.978 | -1.978 | -1.978 |  |  | -0.35718
[18 empty] | interne Feuchtelast kg/h | 0.22943 | 0.22943 | 0.22943 | 0.22943 | 0.22943 | 0.22943 | 0.22943 | 0.22943 | 0.22943 | 0.22943 | 0.22943 | 0.22943 |  |  |  |  | 0.22943 | 0.22943 | 0.22943 | 0.22943 | 0.22943 |  | 0.22943
[18 empty] | Entfeuchtungsleistung stationär W | 0 | 0 | 0 | 0 | 0 | 0 | 0 | 0 | 0 | 0 | 0 | 0 |  |  |  |  | 0 | 0 | 0 | 0 |  |  | 0
[18 empty] | Energiebedarf Entfeuchtung kWh | 0 | 0 | 0 | 0 | 0 | 0 | 0 | 0 | 0 | 0 | 0 | 0 |  |  |  |  | 0 | 0 | 0 | 0 | 0 |  | 0
[35 empty] | Summe Entfeuchtungsbedarf |  |  | 0
Differentielle Kühlgradtage gegen Erdreich für EnerPHit-Komponentenverfahren
[18 empty] | diff. KGT | -0.00013339 | -0.00041336 | -0.0015434 | -0.0063312 | -0.03082 | -0.1003 | -0.18094 | -0.21568 | -0.031857 | -0.0033136 | -0.00034883 | -0.00010109
[18 empty] | Summe | 1: -0.57177
Table for graph
|  |  |  | Heat losses | Heat loads
|  | External wall - Ambient |  | 16.2803
|  | Roof/Ceiling - Ambient |  | 6.5499
|  | Floor slab / Basement ceiling |  | 15.9925
|  | Door to Extension |  | 1.9781
|  | Wall to Extension |  | 5.4108
|  | Windows |  | 13.5564
|  | Exterior door |  | 2.0945
|  | Ventilation |  | 133.9953
|  | Useful cooling demand |  | 0.42744
|  | Non-useful heat losses |  |  | 124.3732
|  | Solar heat load |  |  | 32.4479
|  | Internal heat load |  |  | 27.5292
|  | Thermal bridge heat load |  |  | 11.9348
|  | Check sum |  | 196.2852 | 196.2852

## Cooling units
Kuehlgeraete | Speicher1 |  | Var1
|  | Variants ▼ |  | -
|  |  | Variant calculation | Compressor - cooling units | [15 empty] | EnerPHit with PHPP Version 9.3 | Error(s): | Warning(s): | [19 empty] | Compressor - cooling units
|  |  | Compressor cooling units | 23 / Climate: Hemsby / TFA: 95 m² / Heating: 26.6 kWh/(m²a) / Freq. overheating: 0 % / PER: 28.2 kWh/(m²a) | [18 empty] | FALSE | Verdampfungsenthalpie bei Solltemperatur |  | 707.6389 | Wh/kg |  | Dichte Luft |  | 1.18 | kg/m³ | [9 empty] | 23 / Climate: Hemsby / TFA: 95 m² / Heating: 26.6 kWh/(m²a) / Freq. overheating: 0 % / PER: 28.2 kWh/(m²a)
[24 empty] | Sollfeuchte |  | 0.012 | kg/kg |  | Entfeuchtungszahl |  | 0.82353
|  |  | Active variant: | [19 empty] | 0 | Wärmekapazität Luft |  | 0.34 | Wh/(m³K) |  | Schwankung Raumluftfeuchte |  | 0.001 | kg/kg | [9 empty] | Humidity loads and humidity removal
|  |  | 1- | [20 empty] | Monat | 1 | 2 | 3 | 4 | 5 | 6 | 7 | 8 | 9 | 10 | 11 | 12 | Spitzentag | 4 Tage | 12 Tage | Rest Juli
[23 empty] | h/d | Tage | 31 | 28 | 31 | 30 | 31 | 30 | 31 | 31 | 30 | 31 | 30 | 31 | 1 | 4 | 12 | 14 |  |  | Jan | Feb | Mar | Apr | May | Jun | Jul | Aug | Sep | Oct | Nov | Dec | Year
[7 empty] | Building type: | Detached House | [7 empty] | Treated floor area ATFA: | 94.62 | m² |  |  |  |  | 24 | Stunden | 744 | 672 | 744 | 720 | 744 | 720 | 744 | 744 | 720 | 744 | 720 | 744 | 24 | 96 | 288 | 336 |  | Internal humidity sources | 1.2766 | 1.153 | 1.2766 | 1.2354 | 1.2766 | 1.2354 | 1.2766 | 1.2766 | 1.2354 | 1.2766 | 1.2354 | 1.2766 | 15.0307 | kWh/m²
[7 empty] | Interior temperature summer: | 25 | °C | [6 empty] | Mechanical cooling: | [6 empty] | °C | AußenTemp | 4.912 | 5.412 | 6.912 | 9.012 | 12.112 | 15.212 | 16.712 | 17.412 | 14.912 | 11.312 | 7.612 | 5.212 | 19.612 | 18.162 | 17.437 | 15.4691 |  | Infiltration/Window/Extract air system | -25.3385 | -23.0837 | -24.0862 | -21.8869 | -18.5724 | -13.2932 | -10.203 | -8.829 | -12.2176 | -17.641 | -21.0061 | -24.7802 | -220.9377 | kWh/m²
| Makro-Speicher |  | Activate variant calculation with 'x': |  |  |  | Nominal humidity: | 12 | g/kg | [6 empty] | Air change rate via ventilation system with supply air: | 0.12111 | [5 empty] | kg/kg | abs. Feuchte Außenluft | 0.0045248 | 0.0044604 | 0.0048943 | 0.0053279 | 0.0065209 | 0.0079476 | 0.00899 | 0.0093953 | 0.0082755 | 0.0067957 | 0.0055964 | 0.0046896 | 0.011442 | 0.0089083 | 0.0089083 | 0.0089083 |  | Supply air ventilation system | -1.271 | -1.1579 | -1.2082 | -1.0979 | -0.93164 | -0.66682 | -0.51181 | -0.44289 | -0.61287 | -0.88492 | -1.0537 | -1.243 | -11.0828 | kWh/m²
[7 empty] | Internal humidity sources: | 2.4247 | g/(m²h) | [13 empty] | kg/h | Massenstrom Außenluft (incl. Sommerlüftung) | 609.1992 | 609.1992 | 609.1992 | 609.1992 | 609.1992 | 609.1992 | 609.1992 | 609.1992 | 609.1992 | 609.1992 | 609.1992 | 609.1992 | 609.1992 | 609.1992 | 609.1992 | 609.1992 |  | Summer ventilation window | 0 | 0 | 0 | 0 | 0 | 0 | 0 | 0 | 0 | 0 | 0 | 0 | 0 | kWh/m²
[23 empty] | °C | Zulufttemperatur ungekühlt | 4.912 | 5.412 | 6.912 | 9.012 | 12.112 | 15.212 | 23.6807 | 17.412 | 14.912 | 11.312 | 7.612 | 5.212 | 19.612 | 18.162 | 17.437 | 15.4691 |  | Summer ventilation mechanically | 0 | 0 | 0 | 0 | 0 | 0 | 0 | 0 | 0 | 0 | 0 | 0 | 0 | kWh/m²
|  |  | Supply air cooling | [19 empty] | kg/kg | abs. Feuchte Zuluft ungekühlt | 0.0045248 | 0.0044604 | 0.0048943 | 0.0053279 | 0.0065209 | 0.0079476 | 0.00899 | 0.0093953 | 0.0082755 | 0.0067957 | 0.0055964 | 0.0046896 | 0.011442 | 0.0089083 | 0.0089083 | 0.0089083 |  | Total humidity load | 0 | 0 | 0 | 0 | 0 | 0 | 0 | 0 | 0 | 0 | 0 | 0 | 0 | kWh/m²
[6 empty] | Supply air cooling | [16 empty] | kg/h | Massenstrom Zuluft | 30.559 | 30.559 | 30.559 | 30.559 | 30.559 | 30.559 | 30.559 | 30.559 | 30.559 | 30.559 | 30.559 | 30.559 | 30.559 | 30.559 | 30.559 | 30.559 |  | Dehumidification by supply air cooling | 0 | 0 | 0 | 0 | 0 | 0 | 0 | 0 | 0 | 0 | 0 | 0 | 0 | kWh/m²
[5 empty] | check as appropriate | [17 empty] | kg/h | Interne Feuchtequellen | 0.22943 | 0.22943 | 0.22943 | 0.22943 | 0.22943 | 0.22943 | 0.22943 | 0.22943 | 0.22943 | 0.22943 | 0.22943 | 0.22943 | 0.22943 | 0.22943 | 0.22943 | 0.22943 |  | Dehumidification by circulation cooling | 0 | 0 | 0 | 0 | 0 | 0 | 0 | 0 | 0 | 0 | 0 | 0 | 0 | kWh/m²
[7 empty] | On/Off mode (check as appropriate) | [15 empty] | kWh/mon | Nutzkältebedarf sensibel | 0.010825 | 0.031473 | 0.10978 | 0.42637 | 1.9069 | 5.6296 | 14.5562 | 15.3755 | 2.0997 | 0.25926 | 0.030157 | 0.0087973 | 1.6954 | 2.9956 | 6.1919 | 3.6733 |  | Additional dehumidification | 0 | 0 | 0 | 0 | 0 | 0 | 0 | 0 | 0 | 0 | 0 | 0 | 0 | kWh/m²
|  |  | 0 |  |  |  | Max. cooling capacity (sensible + latent) |  |  |  |  | kW | [10 empty] | W | mittl. Sollkühlleistung sensibel | 0.01455 | 0.046835 | 0.14756 | 0.59218 | 2.5631 | 7.8188 | 19.5648 | 20.666 | 2.9162 | 0.34847 | 0.041885 | 0.011824 | 70.642 | 31.2039 | 21.4998 | 10.9325 |  | Total dehumidification | 0 | 0 | 0 | 0 | 0 | 0 | 0 | 0 | 0 | 0 | 0 | 0 | 0
[7 empty] | Temperature reduction dry |  |  |  | 0 | K | [29 empty] | Unnecessary dehumidification | 0 | 0 | 0 | 0 | 0 | 0 | 0 | 0 | 0 | 0 | 0 | 0 | 0 | kWh/m²
|  |  | 1 |  |  |  | Seasonal energy efficiency ratio | [16 empty] | Zuluft-Kühlung | [17 empty] | Missing dehumidification | 0 | 0 | 0 | 0 | 0 | 0 | 0 | 0 | 0 | 0 | 0 | 0 | 0 | kWh/m²
|  |  | Recirculation cooling | [19 empty] | m³/h | Volumenstrom Anlage | 25.8974 | 25.8974 | 25.8974 | 25.8974 | 25.8974 | 25.8974 | 25.8974 | 25.8974 | 25.8974 | 25.8974 | 25.8974 | 25.8974 | 25.8974 | 25.8974 | 25.8974 | 25.8974
[6 empty] | Recirculation cooling | [16 empty] | W | mittl. Sollkühlleistung sensibel | 0 | 0 | 0 | 0 | 0 | 0 | 0 | 0 | 0 | 0 | 0 | 0 | 0 | 0 | 0 | 0
[5 empty] | check as appropriate | [17 empty] | W | Kühlleistung sensibel (ggf. Taktbetrieb) | 0 | 0 | 0 | 0 | 0 | 0 | 0 | 0 | 0 | 0 | 0 | 0 | 0 | 0 | 0 | 0
[7 empty] | On/Off mode (check as appropriate) | [15 empty] | °C | mittl. Zulufttemperatur (trocken) | 4.912 | 5.412 | 6.912 | 9.012 | 12.112 | 15.212 | 23.6807 | 17.412 | 14.912 | 11.312 | 7.612 | 5.212 | 19.612 | 18.162 | 17.437 | 15.4691
|  |  | 0 |  |  |  | Max. cooling capacity (sensible + latent) |  |  |  |  | kW | [10 empty] | °C | Oberflächentemperatur Kühler | 4.912 | 5.412 | 6.912 | 9.012 | 12.112 | 15.212 | 23.6807 | 17.412 | 14.912 | 11.312 | 7.612 | 5.212 | 19.612 | 18.162 | 17.437 | 15.4691
|  |  | 0 |  |  |  | Volume flow rate at nominal power |  |  |  |  | m³/h | [10 empty] | Pa | Sättigungsdampfdruck Kühler | 866.815 | 897.5217 | 995.4954 | 1148.5062 | 1412.292 | 1728.0115 | 2926.8566 | 1988.1618 | 1694.962 | 1339.5626 | 1044.3662 | 885.1254 | 2282.0368 | 2084.3818 | 1991.3053 | 1756.7888
[7 empty] | Temperature reduction dry |  |  |  |  | K | [10 empty] | kg/kg | abs. Feuchte Kühler @ 100% r.F. | 0.0053701 | 0.005562 | 0.0061752 | 0.0071352 | 0.0087972 | 0.010798 | 0.018512 | 0.012456 | 0.010588 | 0.0083381 | 0.0064815 | 0.0054845 | 0.01434 | 0.013072 | 0.012476 | 0.010981
[7 empty] | Variable air volume (check if appropriate) | [15 empty] | kg/kg | abs. Feuchte Zuluft | 0.0045248 | 0.0044604 | 0.0048943 | 0.0053279 | 0.0065209 | 0.0079476 | 0.00899 | 0.0093953 | 0.0082755 | 0.0067957 | 0.0055964 | 0.0046896 | 0.011442 | 0.0089083 | 0.0089083 | 0.0089083
|  |  | 1 |  |  |  | Seasonal energy efficiency ratio | [15 empty] | W | Kühlleistung gesamt in diesem Fall | 0 | 0 | 0 | 0 | 0 | 0 | 0 | 0 | 0 | 0 | 0 | 0 | 0 | 0 | 0 | 0
|  |  | Additional dehumidification | [19 empty] | °C | Dampfdruck Außenluft | 731.3679 | 721.029 | 790.6164 | 860.0655 | 1050.6575 | 1277.6292 | 1442.8101 | 1506.894 | 1329.6484 | 1094.452 | 903.0245 | 757.7925 | 1829.1787 | 1429.8795 | 1429.8795 | 1429.8795
[6 empty] | Additional dehumidification | [16 empty] | °C | Zulufttemp 2: Taupunkt Außenluft bei modulierendem Betrieb, Sollwert sensibel bei Taktbetrieb | 2.5165 | 2.3159 | 3.6195 | 4.8225 | 7.7281 | 10.6316 | 12.4698 | 13.1332 | 11.2321 | 8.329 | 5.5241 | 3.0179 | 16.1337 | 12.3328 | 12.3328 | 12.3328
[5 empty] | check as appropriate | [17 empty] | °C | Oberflächentemperatur Kühler | 2.0031 | 1.6524 | 2.914 | 3.9248 | 6.7887 | 9.6501 | 10.0675 | 12.2164 | 10.4436 | 7.6897 | 5.0766 | 2.5477 | 15.3884 | 11.0837 | 11.2391 | 11.6608
[7 empty] | Waste heat to room (please check if applicable) | [15 empty] | Pa | Sättigungsdampfdruck Kühler | 705.9215 | 688.4356 | 753.1888 | 808.903 | 987.0975 | 1198.9372 | 1232.9751 | 1422.0303 | 1264.3647 | 1049.9228 | 876.8215 | 733.8552 | 1747.7035 | 1319.4252 | 1333.1016 | 1370.8546
|  |  | 1 |  |  |  | Seasonal energy efficiency ratio | [15 empty] | kg/kg | abs. Feuchte Kühler @ 100% r.F. | 0.0043663 | 0.0042574 | 0.0046609 | 0.0050084 | 0.0061226 | 0.0074523 | 0.0076664 | 0.0088587 | 0.0078641 | 0.0065163 | 0.0054326 | 0.0045403 | 0.010923 | 0.0082111 | 0.0082973 | 0.0085355
|  |  | Panel cooling | [19 empty] | kg/kg | abs. Feuchte Zuluft | 0.0043943 | 0.0042932 | 0.004702 | 0.0050648 | 0.0061929 | 0.0075397 | 0.0079 | 0.0089534 | 0.0079367 | 0.0065656 | 0.0054615 | 0.0045667 | 0.011015 | 0.0083341 | 0.0084051 | 0.0086013
[6 empty] | Panel cooling | [16 empty] | W | Kühlleistung gesamt für Kühlung auf Zulufttemp 2 | 23.9163 | 30.8772 | 33.1476 | 42.5787 | 45.6954 | 49.1529 | 122.2837 | 47.2321 | 39.7293 | 31.2415 | 21.3018 | 21.9766 | 39.862 | 63.743 | 55.8234 | 34.2541
check as appropriate
|  |  | 1 |  |  |  | Seasonal energy efficiency ratio | [15 empty] | °C | "Inter"-polation für Zulufttemperatur bei verfügbarer Leistung | 4.912 | 5.412 | 6.912 | 9.012 | 12.112 | 15.212 | 23.6807 | 17.412 | 14.912 | 11.312 | 7.612 | 5.212 | 19.612 | 18.162 | 17.437 | 15.4691
[23 empty] | °C | Zulufttemperatur bei Betrieb | 4.912 | 5.412 | 6.912 | 9.012 | 12.112 | 15.212 | 23.6807 | 17.412 | 14.912 | 11.312 | 7.612 | 5.212 | 19.612 | 18.162 | 17.437 | 15.4691
[23 empty] | W | Kühlleistung sensibel bei Betrieb | 0 | 0 | 0 | 0 | 0 | 0 | 0 | 0 | 0 | 0 | 0 | 0 | 0 | 0 | 0 | 0
[11 empty] | Sensible |  | Latent |  | COP |  | Electricity demand (kWh/a) |  | Sensible fraction |  |  |  | °C | Oberflächentemperatur Kühler | 4.912 | 5.412 | 6.912 | 9.012 | 12.112 | 15.212 | 23.6807 | 17.412 | 14.912 | 11.312 | 7.612 | 5.212 | 19.612 | 18.162 | 17.437 | 15.4691
[11 empty] | kWh/(m²a) |  | kWh/(m²a) |  |  |  | kWh/(m²a) | [5 empty] | Pa | Sättigungsdampfdruck Kühler | 866.815 | 897.5217 | 995.4954 | 1148.5062 | 1412.292 | 1728.0115 | 2926.8566 | 1988.1618 | 1694.962 | 1339.5626 | 1044.3662 | 885.1254 | 2282.0368 | 2084.3818 | 1991.3053 | 1756.7888
[5 empty] | Useful cooling total | [5 empty] | 0.42744 |  | 0 | [5 empty] | 100% |  |  |  | kg/kg | abs. Feuchte Kühler @ 100% r.F. | 0.0053701 | 0.005562 | 0.0061752 | 0.0071352 | 0.0087972 | 0.010798 | 0.018512 | 0.012456 | 0.010588 | 0.0083381 | 0.0064815 | 0.0054845 | 0.01434 | 0.013072 | 0.012476 | 0.010981
[5 empty] | Cooling contribution by: | [17 empty] | kg/kg | abs. Feuchte Zuluft | 0.0045248 | 0.0044604 | 0.0048943 | 0.0053279 | 0.0065209 | 0.0079476 | 0.00899 | 0.0093953 | 0.0082755 | 0.0067957 | 0.0055964 | 0.0046896 | 0.011442 | 0.0089083 | 0.0089083 | 0.0089083
[5 empty] | Supply air cooling |  |  |  |  | ( |  | + |  | ) / | 0 | = | [6 empty] | kg/h | Entfeuchtung | 0 | 0 | 0 | 0 | 0 | 0 | 0 | 0 | 0 | 0 | 0 | 0 | 0 | 0 | 0 | 0
[5 empty] | Recirculation cooling |  |  |  |  | ( |  | + |  | ) / | 0 | = | [6 empty] | kg/h | Entfeuchtung (ggf. taktend) | 0 | 0 | 0 | 0 | 0 | 0 | 0 | 0 | 0 | 0 | 0 | 0 | 0 | 0 | 0 | 0
[5 empty] | Dehumidification | [8 empty] | / |  | = |  |  | 0% |  |  |  | kg/kg | abs. Feuchte Zuluft (ggf. taktend) | 0.0045248 | 0.0044604 | 0.0048943 | 0.0053279 | 0.0065209 | 0.0079476 | 0.00899 | 0.0093953 | 0.0082755 | 0.0067957 | 0.0055964 | 0.0046896 | 0.011442 | 0.0089083 | 0.0089083 | 0.0089083
[5 empty] | Remaining for panel cooling | [8 empty] | / | 0 | = |  |  | 100% |  |  |  | W | Kühlleistung gesamt | 0 | 0 | 0 | 0 | 0 | 0 | 0 | 0 | 0 | 0 | 0 | 0 | 0 | 0 | 0 | 0
[5 empty] | Cooling distribution | [8 empty] | / |  | = |  |  | 100%
[23 empty] | W | Kühlleistung sensibel (korr) | 0 | 0 | 0 | 0 | 0 | 0 | 0 | 0 | 0 | 0 | 0 | 0 | 0 | 0 | 0 | 0
[5 empty] | Total |  |  |  |  | ( | 0 | + | 0 | ) / |  | = | 0 |  | 0% |  |  |  | kg/h | Entfeuchtung (korr) | 0 | 0 | 0 | 0 | 0 | 0 | 0 | 0 | 0 | 0 | 0 | 0 | 0 | 0 | 0 | 0
[23 empty] | W | Kühlleistung latent (korr) | 0 | 0 | 0 | 0 | 0 | 0 | 0 | 0 | 0 | 0 | 0 | 0 | 0 | 0 | 0 | 0
[19 empty] | (Yes/No) |  |  |  | W | nicht gedeckte Kühlleistung sensibel | 0.01455 | 0.046835 | 0.14756 | 0.59218 | 2.5631 | 7.8188 | 19.5648 | 20.666 | 2.9162 | 0.34847 | 0.041885 | 0.011824 | 70.642 | 31.2039 | 21.4998 | 10.9325
[5 empty] | Unsatisfied demand | [12 empty] | Cooling demand covered? | [5 empty] | Umluft-Kühlung
[23 empty] | kg/kg | abs. Feuchte Raumluft | 0.0048835 | 0.004819 | 0.0052529 | 0.0056865 | 0.0068795 | 0.0083062 | 0.0093486 | 0.0097539 | 0.0086341 | 0.0071543 | 0.005955 | 0.0050482 | 0.0118 | 0.0092669 | 0.0092669 | 0.0092669 | Näherung: das enthält nicht die akzidentelle Entfeuchtung durch die Umluftkühlung, deren Entfeuchtungswirkung wird also bei trockener Raumluft überschätzt
[23 empty] | m³/h | Volumenstrom Anlage | 0 | 0 | 0 | 0 | 0 | 0 | 0 | 0 | 0 | 0 | 0 | 0 | 0 | 0 | 0 | 0
[23 empty] | W | mittl. Sollkühlleistung sensibel | 0 | 0 | 0 | 0 | 0 | 0 | 0 | 0 | 0 | 0 | 0 | 0 | 0 | 0 | 0 | 0 | aus Blatt Kühlung, höchstens aber Nennleistung des Geräts (Letzteres wird später u.a. bei der Berechnung der mittleren Kühlleistung verwendet), höchstens aber so viel, dass die mittlere Oberflächentemperatur des Kühlers 0 °C wird.
[23 empty] | W | Kühlleistung sensibel (ggf. Taktbetrieb) | 0 | 0 | 0 | 0 | 0 | 0 | 0 | 0 | 0 | 0 | 0 | 0 | 0 | 0 | 0 | 0
[23 empty] | °C | mittl. Zulufttemperatur (trocken) | #DIV/0! | #DIV/0! | #DIV/0! | #DIV/0! | #DIV/0! | #DIV/0! | #DIV/0! | #DIV/0! | #DIV/0! | #DIV/0! | #DIV/0! | #DIV/0! | #DIV/0! | #DIV/0! | #DIV/0! | #DIV/0! | Annahme sensible Leistung = Sollleistung
[23 empty] | °C | Oberflächentemperatur Kühler | #DIV/0! | #DIV/0! | #DIV/0! | #DIV/0! | #DIV/0! | #DIV/0! | #DIV/0! | #DIV/0! | #DIV/0! | #DIV/0! | #DIV/0! | #DIV/0! | #DIV/0! | #DIV/0! | #DIV/0! | #DIV/0!
[23 empty] | Pa | Sättigungsdampfdruck Kühler | #DIV/0! | #DIV/0! | #DIV/0! | #DIV/0! | #DIV/0! | #DIV/0! | #DIV/0! | #DIV/0! | #DIV/0! | #DIV/0! | #DIV/0! | #DIV/0! | #DIV/0! | #DIV/0! | #DIV/0! | #DIV/0!
[23 empty] | kg/kg | abs. Feuchte Kühler @ 100% r.F. | #DIV/0! | #DIV/0! | #DIV/0! | #DIV/0! | #DIV/0! | #DIV/0! | #DIV/0! | #DIV/0! | #DIV/0! | #DIV/0! | #DIV/0! | #DIV/0! | #DIV/0! | #DIV/0! | #DIV/0! | #DIV/0!
[23 empty] | kg/kg | abs. Feuchte Zuluft | #DIV/0! | #DIV/0! | #DIV/0! | #DIV/0! | #DIV/0! | #DIV/0! | #DIV/0! | #DIV/0! | #DIV/0! | #DIV/0! | #DIV/0! | #DIV/0! | #DIV/0! | #DIV/0! | #DIV/0! | #DIV/0!
[23 empty] | W | Kühlleistung gesamt in diesem Fall | #DIV/0! | #DIV/0! | #DIV/0! | #DIV/0! | #DIV/0! | #DIV/0! | #DIV/0! | #DIV/0! | #DIV/0! | #DIV/0! | #DIV/0! | #DIV/0! | #DIV/0! | #DIV/0! | #DIV/0! | #DIV/0!
[23 empty] | °C | Dampfdruck Raumluft | 788.8812 | 778.5541 | 848.0619 | 917.4317 | 1107.8062 | 1334.5196 | 1499.5128 | 1563.5239 | 1386.4796 | 1151.5508 | 960.3417 | 815.2755 | 1885.4435 | 1486.5968 | 1486.5968 | 1486.5968
[23 empty] | °C | Zulufttemp 2: Taupunkt Raumluft bei modulierendem Betrieb, Sollwert sensibel bei Taktbetrieb | 3.5883 | 3.4011 | 4.6209 | 5.7527 | 8.508 | 11.2873 | 13.0581 | 13.699 | 11.8649 | 9.0812 | 6.4153 | 4.0571 | 16.609 | 12.9259 | 12.9259 | 12.9259 | Annahme Kühlung bis Taupunkt, auch wenn die Leistung dafür gar nicht reicht (fällt dann bei Interpolation wieder raus). Im taktenden Fall bei hoher Nennleistung die Zulufttemperatur, die sich bei sensibler Kühlung mit Nennleistung ergeben würde
[23 empty] | °C | Oberflächentemperatur Kühler | -0.99993 | -1.2273 | 0.25397 | 1.6283 | 4.9739 | 8.3488 | 10.4991 | 11.2774 | 9.0502 | 5.67 | 2.4328 | -0.4307 | 14.811 | 10.3385 | 10.3385 | 10.3385
[23 empty] | Pa | Sättigungsdampfdruck Kühler | 568.169 | 558.7874 | 622.4742 | 687.2468 | 870.5683 | 1098.0863 | 1269.0619 | 1336.4942 | 1151.4721 | 913.7399 | 727.8812 | 592.2762 | 1683.9572 | 1255.5278 | 1255.5278 | 1255.5278
[23 empty] | kg/kg | abs. Feuchte Kühler @ 100% r.F. | 0.0035095 | 0.0034512 | 0.003847 | 0.00425 | 0.0053935 | 0.0068185 | 0.0078937 | 0.0083187 | 0.0071538 | 0.0056634 | 0.0045031 | 0.0036592 | 0.010518 | 0.0078084 | 0.0078084 | 0.0078084
[23 empty] | kg/kg | abs. Feuchte Zuluft | 0.0037519 | 0.0036926 | 0.0040951 | 0.0045035 | 0.0056558 | 0.0070811 | 0.0081504 | 0.008572 | 0.0074151 | 0.0059265 | 0.0047593 | 0.0039044 | 0.010744 | 0.0080658 | 0.0080658 | 0.0080658
[23 empty] | W | Kühlleistung gesamt für Kühlung auf Zulufttemp 2 | 0 | 0 | 0 | 0 | 0 | 0 | 0 | 0 | 0 | 0 | 0 | 0 | 0 | 0 | 0 | 0
1. Schätzung für Zulufttemperatur
[23 empty] | °C | "Inter"-polation für Zulufttemperatur bei verfügbarer Leistung | #DIV/0! | #DIV/0! | #DIV/0! | #DIV/0! | #DIV/0! | #DIV/0! | #DIV/0! | #DIV/0! | #DIV/0! | #DIV/0! | #DIV/0! | #DIV/0! | #DIV/0! | #DIV/0! | #DIV/0! | #DIV/0!
[23 empty] | °C | Zulufttemperatur bei Betrieb | #DIV/0! | #DIV/0! | #DIV/0! | #DIV/0! | #DIV/0! | #DIV/0! | #DIV/0! | #DIV/0! | #DIV/0! | #DIV/0! | #DIV/0! | #DIV/0! | #DIV/0! | #DIV/0! | #DIV/0! | #DIV/0!
[23 empty] | W | Kühlleistung sensibel bei Betrieb | #DIV/0! | #DIV/0! | #DIV/0! | #DIV/0! | #DIV/0! | #DIV/0! | #DIV/0! | #DIV/0! | #DIV/0! | #DIV/0! | #DIV/0! | #DIV/0! | #DIV/0! | #DIV/0! | #DIV/0! | #DIV/0!
[23 empty] | °C | Oberflächentemperatur Kühler | #DIV/0! | #DIV/0! | #DIV/0! | #DIV/0! | #DIV/0! | #DIV/0! | #DIV/0! | #DIV/0! | #DIV/0! | #DIV/0! | #DIV/0! | #DIV/0! | #DIV/0! | #DIV/0! | #DIV/0! | #DIV/0!
[23 empty] | Pa | Sättigungsdampfdruck Kühler | #DIV/0! | #DIV/0! | #DIV/0! | #DIV/0! | #DIV/0! | #DIV/0! | #DIV/0! | #DIV/0! | #DIV/0! | #DIV/0! | #DIV/0! | #DIV/0! | #DIV/0! | #DIV/0! | #DIV/0! | #DIV/0!
[23 empty] | kg/kg | abs. Feuchte Kühler @ 100% r.F. | #DIV/0! | #DIV/0! | #DIV/0! | #DIV/0! | #DIV/0! | #DIV/0! | #DIV/0! | #DIV/0! | #DIV/0! | #DIV/0! | #DIV/0! | #DIV/0! | #DIV/0! | #DIV/0! | #DIV/0! | #DIV/0!
[23 empty] | kg/kg | abs. Feuchte Zuluft | #DIV/0! | #DIV/0! | #DIV/0! | #DIV/0! | #DIV/0! | #DIV/0! | #DIV/0! | #DIV/0! | #DIV/0! | #DIV/0! | #DIV/0! | #DIV/0! | #DIV/0! | #DIV/0! | #DIV/0! | #DIV/0!
[23 empty] | kg/h | Entfeuchtung | #DIV/0! | #DIV/0! | #DIV/0! | #DIV/0! | #DIV/0! | #DIV/0! | #DIV/0! | #DIV/0! | #DIV/0! | #DIV/0! | #DIV/0! | #DIV/0! | #DIV/0! | #DIV/0! | #DIV/0! | #DIV/0!
[23 empty] | kg/h | Entfeuchtung (ggf. taktend) | #DIV/0! | #DIV/0! | #DIV/0! | #DIV/0! | #DIV/0! | #DIV/0! | #DIV/0! | #DIV/0! | #DIV/0! | #DIV/0! | #DIV/0! | #DIV/0! | #DIV/0! | #DIV/0! | #DIV/0! | #DIV/0!
[23 empty] | kg/kg | abs. Feuchte Zuluft (ggf. taktend) | #DIV/0! | #DIV/0! | #DIV/0! | #DIV/0! | #DIV/0! | #DIV/0! | #DIV/0! | #DIV/0! | #DIV/0! | #DIV/0! | #DIV/0! | #DIV/0! | #DIV/0! | #DIV/0! | #DIV/0! | #DIV/0!
[23 empty] | W | Kühlleistung gesamt | #DIV/0! | #DIV/0! | #DIV/0! | #DIV/0! | #DIV/0! | #DIV/0! | #DIV/0! | #DIV/0! | #DIV/0! | #DIV/0! | #DIV/0! | #DIV/0! | #DIV/0! | #DIV/0! | #DIV/0! | #DIV/0!
[23 empty] | W | Kühlleistung sensibel (korr) | 0 | 0 | 0 | 0 | 0 | 0 | 0 | 0 | 0 | 0 | 0 | 0 | 0 | 0 | 0 | 0 | so korrigiert, dass die Gesamtleistung bei der errechneten SHR stimmt. Korr auf sensible Leistung im Taktfall mit ausreichender Leistung nicht erforderlich, wurde ja vorausgesetzt.
[23 empty] | kg/h | Entfeuchtung (korr) | 0 | 0 | 0 | 0 | 0 | 0 | 0 | 0 | 0 | 0 | 0 | 0 | 0 | 0 | 0 | 0 | so korrigiert, dass die Gesamtleistung bei der errechneten SHR stimmt
[23 empty] | W | Kühlleistung latent (korr) | 0 | 0 | 0 | 0 | 0 | 0 | 0 | 0 | 0 | 0 | 0 | 0 | 0 | 0 | 0 | 0 | so korrigiert, dass die Gesamtleistung bei der errechneten SHR stimmt
[23 empty] | W | nicht gedeckte Kühlleistung sensibel | 0.01455 | 0.046835 | 0.14756 | 0.59218 | 2.5631 | 7.8188 | 19.5648 | 20.666 | 2.9162 | 0.34847 | 0.041885 | 0.011824 | 70.642 | 31.2039 | 21.4998 | 10.9325
Feuchtebilanz
[23 empty] | W | zus. Entfeuchtungsleistung | 0 | 0 | 0 | 0 | 0 | 0 | 0 | 0 | 0 | 0 | 0 | 0 | 0 | 0 | 0 | 0
[23 empty] | kWh | zus. Energiebedarf Entfeuchtung | 0 | 0 | 0 | 0 | 0 | 0 | 0 | 0 | 0 | 0 | 0 | 0 | 0 | 0 | 0 | 0
[23 empty] | kWh | Fehlende Entfeuchtung (negativ: unnötige Entfeuchtung) | 0 | 0 | 0 | 0 | 0 | 0 | 0 | 0 | 0 | 0 | 0 | 0 | 0 | 0 | 0 | 0
[23 empty] | kg/kg | Absolute Feuchte | 0.0048835 | 0.004819 | 0.0052529 | 0.0056865 | 0.0068795 | 0.0083062 | 0.0093486 | 0.0097539 | 0.0086341 | 0.0071543 | 0.005955 | 0.0050482 | 0.0118 | 0.0092669 | 0.0092669 | 0.0092669
[24 empty] | Anteil des Zeitraums über Sollwert | 0 | 0 | 0 | 0 | 0 | 0 | leer, s. rechts | 0 | 0 | 0 | 0 | 0 | 0.30031 | 0 | 0 | 0 | 0.00082278
Abwärme Entfeuchter geht ins Gebäude
[23 empty] | W | Gesamtleistung Kühler | 0.01455 | 0.046835 | 0.14756 | 0.59218 | 2.5631 | 7.8188 | 19.5648 | 20.666 | 2.9162 | 0.34847 | 0.041885 | 0.011824 | 70.642 | 31.2039 | 21.4998 | 10.9325
[24 empty] | SHR sensible Kühlung | 1 | 1 | 1 | 1 | 1 | 1 | 1 | 1 | 1 | 1 | 1 | 1 | 1 | 1 | 1 | 1
[24 empty] | Grenz-COP sensible Kühlung | 10000000000 | 10000000000 | 10000000000 | 10000000000 | 10000000000 | 10000000000 | 10000000000 | 10000000000 | 10000000000 | 10000000000 | 10000000000 | 10000000000 | 10000000000 | 10000000000 | 10000000000 | 10000000000
[23 empty] | W | tats. Nutzleistung Entfeuchter (Rest machen die übrigen Systeme) | #DIV/0! | #DIV/0! | #DIV/0! | #DIV/0! | #DIV/0! | #DIV/0! | #DIV/0! | #DIV/0! | #DIV/0! | #DIV/0! | #DIV/0! | #DIV/0! | #DIV/0! | #DIV/0! | #DIV/0! | #DIV/0! |  |  | Feb: Jan; May: Feb; Aug: Mar; Nov: Apr |  | May |  | Jun |  | Jul |  | Aug |  | Sep |  | Oct |  | Nov |  | Dec
[23 empty] | kWh | tats. Nutzenergie Entfeuchter | #DIV/0! | #DIV/0! | #DIV/0! | #DIV/0! | #DIV/0! | #DIV/0! | #DIV/0! | #DIV/0! | #DIV/0! | #DIV/0! | #DIV/0! | #DIV/0! | #DIV/0! | #DIV/0! | #DIV/0! | #DIV/0! |  | Internal humidity sources | 1.2766 | 0 |  | 1.153 | 0 |  | 1.2766 | 0 |  | 1.2354 | 0 |  | 1.2766 | 0 | 1.2354 | 0 | 1.2766 | 0 | 1.2766 | 0 | 1.2354 | 0 | 1.2766 | 0 | 1.2354 | 0 | 1.2766 | 0
[23 empty] | W | zus. el. Leistungsbedarf der sensiblen Kühlung | #DIV/0! | #DIV/0! | #DIV/0! | #DIV/0! | #DIV/0! | #DIV/0! | #DIV/0! | #DIV/0! | #DIV/0! | #DIV/0! | #DIV/0! | #DIV/0! | #DIV/0! | #DIV/0! | #DIV/0! | #DIV/0! |  | Infiltration/Window/Extract air system | 0 | 25.3385 |  | 0 | 23.0837 |  | 0 | 24.0862 |  | 0 | 21.8869 |  | 0 | 18.5724 | 0 | 13.2932 | 0 | 10.203 | 0 | 8.829 | 0 | 12.2176 | 0 | 17.641 | 0 | 21.0061 | 0 | 24.7802
[23 empty] | kWh | zus. Strombedarf der sensiblen Kühlung | 0 | 0 | 0 | 0 | 0 | 0 | 0 | 0 | 0 | 0 | 0 | 0 | 0 | 0 | 0 | 0 |  | Supply air ventilation system | 0 | 1.271 |  | 0 | 1.1579 |  | 0 | 1.2082 |  | 0 | 1.0979 |  | 0 | 0.93164 | 0 | 0.66682 | 0 | 0.51181 | 0 | 0.44289 | 0 | 0.61287 | 0 | 0.88492 | 0 | 1.0537 | 0 | 1.243
[42 empty] | Summer ventilation window | 0 | 0 |  | 0 | 0 |  | 0 | 0 |  | 0 | 0 |  | 0 | 0 | 0 | 0 | 0 | 0 | 0 | 0 | 0 | 0 | 0 | 0 | 0 | 0 | 0 | 0
[24 empty] | Abwärme gesamt | [17 empty] | Summer ventilation mechanically | 0 | 0 |  | 0 | 0 |  | 0 | 0 |  | 0 | 0 |  | 0 | 0 | 0 | 0 | 0 | 0 | 0 | 0 | 0 | 0 | 0 | 0 | 0 | 0 | 0 | 0
[23 empty] | W | Abwärme Zuluftkühlung | 0 | 0 | 0 | 0 | 0 | 0 | 0 | 0 | 0 | 0 | 0 | 0 | 0 | 0 | 0 | 0 |  | Unnecessary dehumidification | 0 | 0 |  | 0 | 0 |  | 0 | 0 |  | 0 | 0 |  | 0 | 0 | 0 | 0 | 0 | 0 | 0 | 0 | 0 | 0 | 0 | 0 | 0 | 0 | 0 | 0
[23 empty] | W | Abwärme Umluftkühlung | 0 | 0 | 0 | 0 | 0 | 0 | 0 | 0 | 0 | 0 | 0 | 0 | 0 | 0 | 0 | 0 |  | Missing dehumidification | Feb: 0; May: 0; Aug: 0; Nov: 0 |  | 0 |  | 0 |  | 0 |  | 0 |  | 0 |  | 0 |  | 0 |  | 0
[23 empty] | W | Abwärme Flächenkühlung | 0 | 0 | 0 | 0 | 0 | 0 | 0 | 0 | 0 | 0 | 0 | 0 | 0 | 0 | 0 | 0 |  | Dehumidification by supply air cooling | Feb: 0; May: 0; Aug: 0; Nov: 0 |  | 0 |  | 0 |  | 0 |  | 0 |  | 0 |  | 0 |  | 0 |  | 0
[23 empty] | W | Abwärme Entfeuchtung | 0 | 0 | 0 | 0 | 0 | 0 | 0 | 0 | 0 | 0 | 0 | 0 | 0 | 0 | 0 | 0 |  | Dehumidification by circulation cooling | Feb: 0; May: 0; Aug: 0; Nov: 0 |  | 0 |  | 0 |  | 0 |  | 0 |  | 0 |  | 0 |  | 0 |  | 0
[23 empty] | kWh | Abwärme gesamt | 0 | 0 | 0 | 0 | 0 | 0 | 0 | 0 | 0 | 0 | 0 | 0 | 0 | 0 | 0 | 0 |  | Additional dehumidification | Feb: 0; May: 0; Aug: 0; Nov: 0 |  | 0 |  | 0 |  | 0 |  | 0 |  | 0 |  | 0 |  | 0 |  | 0
Note on P17: Cyclical operation works through an on/off regulation of the compressor. If this field is left empty, then the assumption is that the unit has a VRF (variant refrigerant flow), which works by modulating the efficiency of the compressor.
Note on P24: Cyclical operation works through an on/off regulation of the compressor. If this field is left empty, then the assumption is that the unit has a VRF (variant refrigerant flow), which works by modulating the efficiency of the compressor.
Note on P28: VAV system: The volume flow changes proportionally to the cooling capacity, thereby reducing the temperature remains constant (usually better dehumidification)
Note on P29: bad devices: 2.5 split units, energy efficiency class A: > 3.2 compact units, energy efficiency class A: > 3.0 turbo compressor > 500 kW with water cooling: up to more than 6
Note on P34: If this field is checked, then the waste heat from the dehumidification unit will be considered as an internal heat gain. On the contrary, dehumidification has no influence on the thermal balance.
Note on P35: 1 litre water per kWh electricity result in an energy efficiency ratio of 0.7. Good devices, e.g. with internal heat recovery, achieve values of up to 2.

## Cooling load
Kuehllast
Cooling load | [17 empty] | EnerPHit with PHPP Version 9.3
23 / Climate: Hemsby / TFA: 95 m² / Heating: 26.6 kWh/(m²a) / Freq. overheating: 0 % / PER: 28.2 kWh/(m²a)
|  | Building type: | Detached House | [8 empty] | Treated floor area ATFA: | 94.62 | m² |  | Spec. capacity: | 168 | Wh/(m²K)
[12 empty] | Building volume: | 213.8412 | m³ |  | Nominal humidity: | 12 | g/kg
[12 empty] | Interior temperature: | 25 | °C |  | Internal humidity sources: | 2.4247 | g/kg
|  | Temperature: | Outdoor air |  | Dew point |  | Sky |  | Radiation: | North | East | South | West | Horizontal
|  | Weather 1: | 19.612 | °C | 16.1 | °C | 13.2924 | °C |  | 53 | 119 | 140 | 125 | 186 | W/m²
|  | Weather 2: | 19.612 | °C | 16.1 | °C | 16.1 | °C |  | 53 | 119 | 140 | 125 | 186 | W/m²
|  | Ground design temp. | 18.643 | °C |  | SHX | 11.562 | °C
[5 empty] | Area |  | U-Value |  | Factor |  | TempDiff 1 |  | TempDiff 2 |  | PT 1 |  | PT 2
|  | Building assembly |  | Temperature zone | m² |  | W/(m²K) |  | always 1 (except "X") |  | K |  | K |  | W |  | W
|  | External wall - Ambient |  | A | 127.7097 | * | 0.16105 | * | 1 | * | -5.388 | or | -5.388 | = | -110.8162 | or | -110.8162
|  | External wall - Ground |  | B |  | * |  | * | 1 | * | -6.357 | or | -6.357 | = |  | or
|  | Roof/Ceiling - Ambient |  | A | 61.7229 | * | 0.13406 | * | 1 | * | -5.388 | or | -5.388 | = | -44.5835 | or | -44.5835
|  | Floor slab / Basement ceiling |  | B | 71.3384 | * | 0.38045 | * | 1 | * | -6.357 | or | -6.357 | = | -172.5336 | or | -172.5336
|  |  |  | A |  | * |  | * | 1 | * | -5.388 | or | -5.388 | = |  | or
|  | Door to Extension |  | X | 2.1 | * | 1.4 | * | 0.85 | * | -5.388 | or | -5.388 | = | -13.4646 | or | -13.4646
|  | Wall to Extension |  | X | 18.1584 | * | 0.44287 | * | 0.85 | * | -5.388 | or | -5.388 | = | -36.8297 | or | -36.8297
|  | Windows |  | A | 20.0946 | * | 0.85227 | * | 1 | * | -5.388 | or | -5.388 | = | -92.2748 | or | -92.2748
|  | Exterior door |  | A | 1.89 | * | 1.4 | * | 1 | * | -5.388 | or | -5.388 | = | -14.2566 | or | -14.2566
|  | Exterior TB (length/m) |  | A | 5.6 | * | -0.22429 | * | 1 | * | -5.388 | or | -5.388 | = | 6.7673 | or | 6.7673
|  | Perimeter TB (length/m) |  | P | 10.405 | * | -1.3284 | * | 1 | * | -6.357 | or | -6.357 | = | 87.8631 | or | 87.8631
|  | Ground TB (length/m) |  | B |  | * |  | * | 1 | * | -6.357 | or | -6.357 | = |  | or
|  | Building element towards neighbour |  | I |  | * |  | * | 1 | * | 3 | or | 3 | = |  | or
|  | Radiation correction outdoor air |  |  |  |  | Lambient W/K |  | -3.0057 | * | -5.388 | or | -5.388 | = | 16.1945 | or | 16.1945
|  | Radiation correction sky |  |  |  |  | LSky W/K |  | 2.9484 | * | -11.7076 | or | -8.9 | = | -34.5192 | or | -26.2412
[15 empty] | ––––––––––– |  | –––––––––––-
| Transmission heat load PT | [11 empty] | Total | = | -408.4534 | or | -400.1753
|  |  | VV |  | nV,equi,fraction |  | nV,equi,fraction |  | cAir |  | TempDiff 1 |  | TempDiff 2 |  | PV 1 |  | PV 2
| Ventilation load |  | m³ |  | 1/h |  | 1/h |  | Wh/(m³K) |  | K |  | K |  | W |  | W
| Exterior PV,o |  | 213.8412 | * | 2.5354 | or | 2.5354 | * | 0.33 | * | -5.388 | or | -5.388 | = | -963.9963 | or | -963.9963
| Ground PL,e |  | 213.8412 | * | 0 | or | 0 | * | 0.33 | * | -13.438 | or | -13.438 | = | 0 | or | 0
| Summer ventilation PL,S |  | 213.8412 | * | 0 | or | 0 | * | 0.33 | * | 0 | or | 0 | = | 0 | or | 0
[15 empty] | ––––––––––– |  | –––––––––––
| Ventilation heat load PV | [12 empty] | Total | -963.9963 | or | -963.9963
|  | Orientation |  |  | Area |  | g-Value |  | Reduction factor |  | Radiation 1 |  | Radiation 2 |  | PT 1 |  | PT 2
|  | of the area |  |  | m² |  | (perp. radiation) |  | (see 'Windows' worksheet) |  | W/m² |  | W/m² |  | W |  | W
|  | North |  |  | 5.6592 | * | 0.5 | * | 0.49184 | * | 59.179 | or | 59.179 | = | 82.3603 | or | 82.3603
|  | East |  |  | 1.2993 | * | 0.5 | * | 0.42818 | * | 98.3486 | or | 98.3486 | = | 27.3571 | or | 27.3571
|  | South |  |  | 9.5904 | * | 0.5 | * | 0.4802 | * | 139.2629 | or | 139.2629 | = | 320.6754 | or | 320.6754
|  | West |  |  | 3.5457 | * | 0.5 | * | 0.39448 | * | 137.8652 | or | 137.8652 | = | 96.4158 | or | 96.4158
|  | Horizontal |  |  | 0 | * | 0 | * | 0.4 | * | 186 | or | 186 | = | 0 | or | 0
|  | Sum opaque areas | [12 empty] | 79.5575 | or | 79.5575
[15 empty] | ––––––––––– |  | –––––––––––
| Solar load PS | [11 empty] | Total | = | 606.3661 | or | 606.3661
[11 empty] | Spec. power |  | ATFA |  | PI 1 |  | PI 2
| Internal heating load PI | [9 empty] | W/m² |  | m² |  | W |  | W
[11 empty] | 4.6818 | * | 94.62 | = | 442.996 | or | 442.996
[12 empty] | PT + PV + PS + PI |  | = | -323.0876 | or | -314.8095
| Cooling load PC | [12 empty] | = |  | 0 | W
| Area specific cooling load PC / ATFA | [12 empty] | = |  | 0 | W/m²
[15 empty] | °C |  | °C
|  |  |  | Please enter the minimum supply air temperature. |  | °C |  |  | Supply air temperature without cooling |  |  |  | JSupply,Min |  | 19.612 |  | 19.612
[15 empty] | W |  | W
| For comparison: cooling load, transportable through the supply air PSupply;Max | [12 empty] | = | 167.6072 |  | 167.6072
[15 empty] | W/m² |  | W/m²
[14 empty] | specific: | 1.7714 |  | 1.7714
(yes/no)
Air conditioning over the supply air possible?
Daily internal temperature stroke
|  |  | Transmission |  | Ventilation |  | Solar load |  | Time |  | Spec. capacity |  | ATFA
|  |  | W |  | W |  | W |  | h/d |  | Wh/(m²K) |  | m²
|  | ( | -400.1753 | + | -963.9963 | + | 606.3661 | ) * | 24 | / ( | 168 | * | 94.62 | ) = | -1.1441 | K
| Dehumidific. load |  | from 'Cooling' worksheet
|  | Absolute humidity exterior air | 11.4417 | or | 11.4417 | g/kg |  |  | Absolute humid. supply air |  | 11.4417 | or | 11.4417 | g/kg
|  | Outdoor air mass flow | 609.1992 | or | 609.1992 | kg/h |  |  | Supply air mass flow |  | 30.559 | or | 30.559 | kg/h
|  | Summer vent. air mass flow | 0 | or | 0 | kg/h |  |  | Humid. load, supply air |  | -17.0612 | or | -17.0612 | g/h
|  | Humidity load, outdoor air | -340.1179 | or | -340.1179 | g/h |  |  | Humidity load, internal |  | 229.4281 | or | 229.4281 | g/h
[7 empty] | Enthalpy of vaporisation |  |  |  | Humidity load |  | Humidity load |  | PD 1 |  | PD 2
[7 empty] | Wh/kg |  | g/kg |  | g/h |  | g/h |  | W |  | W
[7 empty] | 707.6389 | / | 1000 | * | -127.751 | or | -127.751 | = | 0 | or | 0
| Dehumidification load PT | [12 empty] | = |  | 0 | W
| Area specific dehumidification load PT / ATFA | [12 empty] | = |  | 0 | W/m²
Monthly average values
[5 empty] | Jan | Feb | Mar | Apr | May | Jun | Jul | Aug | Sep | Oct | Nov | Dec
|  | Specific cooling demand |  |  | 0.0001144 | 0.00033263 | 0.0011602 | 0.0045062 | 0.020154 | 0.059496 | 0.15384 | 0.1625 | 0.022191 | 0.00274 | 0.00031872 | 9.2975e-05 | kWh/m²
|  | Specific dehumidification demand |  |  | 0 | 0 | 0 | 0 | 0 | 0 | 0 | 0 | 0 | 0 | 0 | 0 | kWh/m²
|  | Sensible fraction |  |  | 100% | 100% | 100% | 100% | 100% | 100% | 100% | 100% | 100% | 100% | 100% | 100%
| Minimum of sensible cooling load fraction occurred |  |  |  | Nov: 100%
Note on F67: Please enter the minimum supply air temperature. This value depends on the dimensioning of the cooling coil, the forward flow temperature and the volumetric supply air flow.

## DHW+Distribution
WW_Verteil
-
| Heat distribution and domestic hot water (DHW) system | [18 empty] | EnerPHit with PHPP Version 9.3 | Error(s): | Warning(s):
23 / Climate: Hemsby / TFA: 95 m² / Heating: 26.6 kWh/(m²a) / Freq. overheating: 0 % / PER: 28.2 kWh/(m²a)
|  |  | Interior temperature: | 20 | °C |  |  | Interior temperature summer: | 25 | °C
|  |  | Building type: | Detached House
|  |  | Treated floor area ATFA: | 94.62 | m²
|  |  | Occupancy: | 2.2943 | Pers
|  |  | Number of dwelling units: | 1
|  |  | Annual heating demand qHeating | 2512.8185 | kWh/a |  |  | Annual useful cooling dem. qCool | 40.4446 | kWh/a
|  |  | Length of heating period: | 206.7141 | d |  |  | Length cooling period: | 245 | d
|  |  | Average heating load Pave: | 0.5065 | kW |  |  | Average cooling load P Average: | 0.0068783 | kW
|  |  | Marginal usability of additional heat gains: | 93.03% |  |  |  | Marginal utility of additional heat losses: | 0.367%
[7 empty] | Inside thermal envelope | [5 empty] | Outside thermal envelope |  |  |  |  | Total values
| Space heat distribution | [5 empty] | 1 | 2 | 3 | 4 | 5 |  | 1 | 2 | 3 | 4 | 5 | Absolute | Specific
|  | Length of distribution pipes |  | LH | m |  | 10 | [15 empty] | 1 | 1 | 1 | 1 | 1 |  | 1 | 1 | 1 | 1 | 1
|  | Nominal width of pipe |  |  | mm |  | 22
|  | Insulation thickness |  |  | mm |  | 20
|  | Insulation reflective coating? |  |  | -
|  | Thermal conductivity of insulation |  |  | W/(mK) |  | 0.035
|  | Heat loss coefficient per m of insulated pipe |  |  | W/(mK) |  | 0.19395 | [15 empty] | 1 | 1 | 1 | 1 | 1 |  | 1 | 1 | 1 | 1 | 1
|  | Insulation quality of mountings, pipe suspensions, etc. |  |  | - |  | 2 - Moderate | 1-None | 1-None | 1-None | 1-None |  | 1-None | 1-None | 1-None | 1-None | 1-None | [5 empty] | 1 | 1 | 1 | 1 | 1 | 1 | 1 | 1 | 1 | 1 | 1
|  | Thermal bridge supplement |  |  | W/K |  | 0.95
|  | Total heating loss coefficient per m of pipe |  | Ψ | W/(mK) |  | 0.28895 | [15 empty] | 1 | 1 | 1 | 1 | 1 |  | 1 | 1 | 1 | 1 | 1
|  | Temp. of the room through which the pipes pass |  | ϑX | °C |  | 20 | 20 | 20 | 20 | 20 | [11 empty] | 1 | 1 | 1 | 1 | 1 |  | 1 | 1 | 1 | 1 | 1
|  | Design forward flow temperature |  | ϑV | °C |  | 55 | 55 | 55 | 55 | 55 |  | 55 | 55 | 55 | 55 | 55 | [5 empty] | 1 | 1 | 1 | 1 | 1 |  | 1 | 1 | 1 | 1 | 1
|  | Design system heating load |  | Pheating | kW |  | 1 | 1 | 1 | 1 | 1 |  | 1 | 1 | 1 | 1 | 1 | [5 empty] | 1 | 1 | 1 | 1 | 1 |  | 1 | 1 | 1 | 1 | 1
|  | Forward flow temperature control ('x' if applicable) | [20 empty] | 1 | 1 | 1 | 1 | 1 |  | 1 | 1 | 1 | 1 | 1
|  | Design return flow temperature |  | ϑR | °C |  | 44.99
|  | Annual heat emission per m of plumbing |  | q*HL | kWh/(m·a) |  | 42.9986
|  | Possible utilisation factor of released heat |  | hG | - |  | 93.03% | [10 empty] | kWh/a |  | kWh/(m²a)
|  | Annual heat losses of heating distribution |  | QHL | kWh/a |  | 29.9662 | [10 empty] | 29.9662 |  | 0.3167
|  | Annual heat losses of heating storage |  |  | kWh/a | [12 empty] | 0 |  | 0
|  | Annual heat losses of heating |  |  | kWh/a | [12 empty] | 29.9662 |  | 0.3167
|  | Performance ratio of heat distribution |  | ea,HL | - | [12 empty] | 101.2% | [5 empty] | 98.82% | Nutzungsgrad Heizwärmeverteilung
DHW useful heat
|  | DHW demand for showers, per person and day (with 60°C) |  |  | litre/person/d |  | 16
|  | DHW demand others, per person and day (with 60°C) |  |  | litre/person/d |  | 9
|  | Performance of shower drain-water heat recovery |  |  | - |  | 0%
|  | Effective DHW demand |  | VDHW | litre/person/d |  | 25
|  | Average cold water temperature of the supply |  | ϑTW | °C |  | 11.562
|  | DHW demand for washing machines and dishwashers non-electric |  |  | kWh/a |  | 174.5965 | [10 empty] | kWh/a |  | kWh/(m²a)
|  | Effective useful heat DHW |  | QDHW | kWh/a |  | 1350.9115 | [10 empty] | 1350.9115 |  | 14.2772
▼ |  | Auxiliary calculation - DHW demand calculation (for non-res)
l/(P*d) bei at °C
[13 empty] | DHW demand for showering: | 15.5946
[5 empty] | Days of use per year [d/a] |  | 365 | [5 empty] | DHW demand for other uses: | 9.1593
|  |  | Application |  |  |  | Used? | Single-lever mixer? | Time of use per use | Amount of uses according to type of use | Flow rate | Useful temperature | Equivalent average amount of water @ 60°C | Equivalent average amount of water @ 60°C | Useful heat @ 60°C | [7 empty] | Reduktionsfaktor Anwedung | Wassermenge/Anwendung [l] | mittlere Wassermenge/d [l] | Nutzenergie/Anwendung [kWh] | mittlere Nutzenergie/d [kWh/d] | Nutzenergie/a [kWh/a] | äquivalente Wassermenge/Anwendung @60°C [l]
[7 empty] | - | - | min | - | l/min | °C | l/(dwell. unit*d) | l/(P*d) | kWh/a
|  |  | Shower |  |  |  | x | x | 5 | 0.71429 | 8 | 38 | 35.7784 | 15.5946 | 736.2266 | [7 empty] | 1.03 | 40 | 28.5714 | 1.2308 | 0.87917 | 320.8965 | 21.8324
|  |  | Hand wash basin |  |  | Per person | x | x | 0.3 | 3 | 4 | 30 | 3.144 | 1.3703 | 64.6945 | [7 empty] | 1.25 | 1.2 | 3.6 | 0.025752 | 0.077255 | 28.1982 | 0.45678
|  |  | Washing stand |  |  |  | x | x | 1 | 0.42857 | 8 | 38 | 4.2934 | 1.8714 | 88.3472 | [7 empty] | 1.075 | 8 | 3.4286 | 0.24617 | 0.1055 | 38.5076 | 4.3665
|  |  | Bidet |  |  |  |  | x | 1 | 0.14286 | 8 | 38 | [10 empty] | 1.075 |  | - | - | - | - | -
|  |  | Bathing |  |  |  | x | x | 10 | 0.033333 | 15 | 38 | 6.2612 | 2.7291 | 128.8397 | [7 empty] | 1.03 | 150 | 5 | 4.6156 | 0.15385 | 56.1569 | 81.8717
|  |  | Tooth brushing |  |  |  | x | x | 0.05 | 2 | 4 | 30 | 0.34933 | 0.15226 | 7.1883 | [7 empty] | 1.25 | 0.2 | 0.4 | 0.004292 | 0.0085839 | 3.1331 | 0.07613
|  |  | Cooking/drinking |  |  |  | x | x | 0.25 | 1 | 6 | 45 | 2.3757 | 1.0355 | 48.8858 | [7 empty] | 1.25 | 1.5 | 1.5 | 0.058377 | 0.058377 | 21.3077 | 1.0355
[8 empty] | N/A | [14 empty] | 1 |  | - | - | - | - | -
[8 empty] | N/A | [14 empty] | 1 |  | - | - | - | - | -
[8 empty] | N/A | [14 empty] | 1 |  | - | - | - | - | -
[8 empty] | N/A | [14 empty] | 1 |  | - | - | - | - | -
[8 empty] | N/A | [14 empty] | 1 |  | - | - | - | - | -
|  |  | Dishwashing |  |  | Per time of use | x | x | 0.6 | 1 | 6 | 45 | 2.4852 | 1.0832 | 51.1384 | [7 empty] | 1.075 | 3.6 | 3.6 | 0.14011 | 0.14011 | 51.1384 | 2.4852
|  |  | Cleaning the kitchen |  |  |  | x | x | 0.5 | 1 | 6 | 38 | 1.6374 | 0.7137 | 33.6941 | [7 empty] | 1.075 | 3 | 3 | 0.092313 | 0.092313 | 33.6941 | 1.6374
|  |  | Cleaning rooms |  |  |  | x | x | 1 | 0.14286 | 6 | 38 | 0.46784 | 0.20391 | 9.6269 | [7 empty] | 1.075 | 6 | 0.85714 | 0.18463 | 0.026375 | 9.6269 | 3.2749
[8 empty] | N/A | [14 empty] | 1 |  | - | - | - | - | -
[8 empty] | N/A | [14 empty] | 1 |  | - | - | - | - | -
[8 empty] | N/A | [14 empty] | 1 |  | - | - | - | - | -
[8 empty] | N/A | [14 empty] | 1 |  | - | - | - | - | -
[8 empty] | N/A | [14 empty] | 1 |  | - | - | - | - | -
▼ |  | Auxiliary calculation - shower drain-water heat recovery
|  | Steady-state operation |  |  |  |  | 1-Sorting: LIKE LIST
|  | Selection heat recovery | [6 empty] | Heat recovery DHW
|  | Nominal efficiency of heat exchanger |  | h0
|  | Nominal air flow |  |  | l/min
|  | Flow rate shower |  |  | l/min
Connexion to DHW
Connexion to cold water
|  | Forward flow temperature DHW |  | TDHW | °C |  | 60
|  | Temperature cold water |  | TCW | °C |  | 11.562
|  | Room temperature |  | TRoom | °C |  | 20
|  | Temperature DHW use |  | TDW | °C |  | 40
|  | Temperature drain water |  | TDrain | °C |  | 35
|  | Temperature proportion of heat exchanger |  |  |  |  | -
|  | Forward flow temperature after heat exchanger |  |  | °C |  | -
|  | Steady-state efficiency of the system |  |  | - |  | 0%
Dynamic
|  | Duration of shower |  |  | min |  | 5
|  | Eff. time of non-use for HR |  |  | s |  | 0
|  | Eff. time of non-use for bathtub shower |  |  | s |  | 10
Drain water pipes for HR
|  | Horizontal pipe length |  |  | m
|  | Efficiency of flow velocity |  |  | m/s |  | 0.3
|  | Eff. time of non-use |  |  | s |  | 0
|  | Fresh water pipes after HR |  |  |  |  | To HW & CW | Only to HW | Only to CW
|  | Length of pipe |  |  | m
|  | Exterior pipe diameter |  |  | m
|  | Flow rate during non-use time |  |  | l/min |  | 0 | 0 | 0
|  | Effective time of non-use |  |  | s |  | 0 | 0 | 0
|  | Total of non-use time until branch of CW/HW |  |  | s |  | 10
|  | Time of non-use CW-HW |  |  | s |  | 0
|  | Time of non-use CW-HW |  |  | s |  | 0
|  | Dynamic efficiency of system |  |  |  |  | 0%
|  | Nebenrechnungen Duschwasser-WRG | [24 empty] | Berechnung
[23 empty] | abfangen: T_WW < T_Nutz-WW und T_WW < T_KW |  |  |  | nur WW | Iteration für Wirkungsgrad, für Anschluss NUR an Kaltwasser
|  | Anteil Warmwasser |  | fWW |  |  | 58.71% | [15 empty] | aus PHPP |  |  |  |  | 11.562 | #VALUE! | #VALUE! | #VALUE! | #VALUE! | #VALUE!
|  | Anteil Kaltwasser |  | fKW |  |  | 41.29% | [15 empty] | bei 20 °C
|  | Kaltwasser/Abwasser am Wärmeübertrager |  |  |  |  | 0% | [15 empty] | 50%
|  | NTU-Exponent in NTU = C*flow^n |  |  |  |  | -0.67 | [15 empty] | 50%
|  | NTU = UA/W_cold |  |  |  |  | #VALUE! | [15 empty] | 0% |  |  |  | 58.71% | 41.29% | #VALUE! | #VALUE! | #VALUE! | #VALUE! | #VALUE!
|  | X |  |  |  |  | #VALUE!
[23 empty] | gemäß eta = 1/(W/UA+1) |  |  |  | #VALUE! | #VALUE! | #VALUE! | #VALUE! | #VALUE! | #VALUE! | #VALUE!
|  | Rohrdurchmesser innen |  |  | m |  | 0 | 0 | 0 | [17 empty] | #VALUE! | #VALUE! | #VALUE! | #VALUE! | #VALUE! | #VALUE! | #VALUE!
|  | Wasserinhalt |  |  | m3 |  | 0 | 0 | 0 | [13 empty] | gilt so für Gegenstrom-Wärmeübertrager |  |  |  | #VALUE! | #VALUE! | #VALUE! | #VALUE! | #VALUE! | #VALUE! | #VALUE!
|  | Miterwärmtes Rohrvolumen |  |  | m3 |  | 0 | 0 | 0 | [18 empty] | #VALUE! | #VALUE! | #VALUE! | #VALUE! | #VALUE! | #VALUE!
|  | Wärmekapazität gesamt |  |  | kWh/K |  | 0 | 0 | 0 | [17 empty] | #VALUE! | [5 empty] | #VALUE!
[7 empty] | Inside thermal envelope | [5 empty] | Outside thermal envelope |  |  |  |  | Total values
| DHW distribution | [5 empty] | 1 | 2 | 3 | 4 | 5 |  | 1 | 2 | 3 | 4 | 5 | Absolute | Specific
|  | Temp. of room through which the pipes pass |  | JX | °C |  | 20 | 20 | 20 | 20 | 20 | [17 empty] | 1 | 1 | 1 | 1 | 1
|  | Design forward flow temperature |  | Jdist | °C |  | 60 | 60 | 60 | 60 | 60 |  | 60 | 60 | 60 | 60 | 60 | [5 empty] | 1 | 1 | 1 | 1 | 1 |  | 1 | 1 | 1 | 1 | 1
DHW circulation pipes
|  | Length of circulation pipes (forward + return flow) |  | LHS | m | [17 empty] | 1 | 1 | 1 | 1 | 1 |  | 1 | 1 | 1 | 1 | 1
|  | Nominal width of pipe |  |  | mm
|  | Insulation thickness |  |  | mm
|  | Insulation reflective coating? |  |  | -
|  | Thermal conductivity of insulation |  |  | W/(mK)
|  | Heat loss coefficient per m of insulated pipe |  |  | W/(mK) | [17 empty] | 1 | 1 | 1 | 1 | 1 |  | 1 | 1 | 1 | 1 | 1
|  | Insulation quality of mountings, pipe suspensions, etc. |  |  | - |  | 1-None | 1-None | 1-None | 1-None | 1-None |  | 1-None | 1-None | 1-None | 1-None | 1-None | [5 empty] | 1 | 1 | 1 | 1 | 1 |  | 1 | 1 | 1 | 1 | 1
|  | Thermal bridge supplement |  |  | W/K
|  | Total heating loss coefficient per m of pipe |  | Ψ | W/(mK)
|  | Daily circulation period of operation. |  | tdCirc | h/d | [17 empty] | 1 | 1 | 1 | 1 | 1 |  | 1 | 1 | 1 | 1 | 1
|  | Design return flow temperature |  | ϑR | °C
|  | Circulation period of operation per year |  | tCirc | h/a
|  | Annual heat released per m of pipe |  | q*Z | kWh/m/a | [12 empty] | kWh/a |  | kWh/(m²a)
|  | Annual heat loss from circulation lines |  | QZ | kWh/a | [12 empty] | 0 |  | 0
DHW individual pipes
|  | Exterior pipe diameter |  | dU_Pipe | m | [17 empty] | 1 | 1 | 1 | 1 | 1 |  | 1 | 1 | 1 | 1 | 1
|  | Accumulated length per single pipes |  | LU | m | [16 empty] | Single pipes missing | 1 | 1 | 1 | 1 | 1 |  | 1 | 1 | 1 | 1 | 1
|  | Amount of tapping points in building |  | ntapping point | - | [17 empty] | 1 | 1 | 1 | 1 | 1 | 1 | 1 | 1 | 1 | 1 | 1
|  | Average pipe length per tapping point |  | LU, average | m | [17 empty] | - | - | - | - | - |  | - | - | - | - | -
|  | Tap openings per person per day |  |  | - |  | 2 | [14 empty] | #DIV/0! | 1 | 1 | 1 | 1 | 1 | 1 | 1 | 1 | 1 | 1 | 1
|  | Utilisation days per year |  |  | d |  | 330 | [15 empty] | 1 | 1 | 1 | 1 | 1 | 1 | 1 | 1 | 1 | 1 | 1
|  | Heat loss per tap opening |  | qIndividual | kWh/tap opening
|  | Amount of tap openings per year and person |  | nTap | Tap openings per year | [12 empty] | kWh/a |  | kWh/(m²a)
|  | Annual heat loss of individual pipes |  | QU | kWh/a | [12 empty] | 0 |  | 0
[18 empty] | kWh/a |  | kWh/(m²a)
|  | Total heat losses of DHW distribution |  | QWL | [13 empty] | 0 |  | 0
|  | Performance ratio of DHW distribution pipes |  | ea,HL | - | [12 empty] | 100%
Storage heat losses
[7 empty] | Storage 1 |  |  | Storage 2 |  |  | Buffer storage tank (only heating) |  |  | Compact unit
|  | Selection of storage tank |  |  |  |  | 2-DHW only |  |  | 0-No storage tank |  |  | 0-No storage tank |  |  | 0-No | [8 empty] | WP Nutzung
Storage necessary for HP
|  | Solar DHW connection |  |  |  |  | x | [16 empty] | x | Solarnutzung
|  | Heat loss rate |  |  | W/K |  | 1.4 | [16 empty] | - | Kompaktgerätnutzung
|  | Storage volume |  |  | litre |  | 114 | [8 empty] | ---
|  | Standby fraction |  |  | -
|  | Location of storage tank, inside or outside of thermal envelope |  |  |  |  | 1-Inside |  |  | 1-Inside |  |  | 1-Inside | [10 empty] | Temperaturen, außerhalb |  |  |  |  | Temperaturen, innerhalb
|  | Temperature of mechanical room |  |  | °C |  | 20 | [17 empty] | HZ | WW | beide |  | Hz | WW | beide
|  | Typical storage tank temperature |  |  | °C |  | 60 | [16 empty] | kalt | 0 | 0 | 0 |  | 20 | 20 | 20
|  | Manual entry of storage temperature |  |  | °C | [18 empty] | warm | 55 | 60 | 60 |  | 55 | 60 | 60
|  | Average standby heat losses storage tank |  |  | W |  | 16.8
|  | Additional heat losses storage tank, solar operation |  |  | W |  | 39.2 | [5 empty] | --- |  |  | ---
|  | Possibly utilisation factor of heat losses |  |  |  |  | --- |  |  | --- | [5 empty] | --- |  | kWh/a |  | kWh/(m²a)
|  | Annual heat losses DHW storage tank |  |  | kWh/a |  | 490.56 | [5 empty] | --- |  |  |  |  | 490.56 |  | 5.1845
|  | Annual heat losses buffer storage tank |  |  |  |  | --- |  |  | --- | [5 empty] | ---
[24 empty] | [W] | min | max |  | min | max |  | min | max
▼ |  | Auxiliary calculation - heat losses through storage tank according to EU efficiency classes | [21 empty] | A+ | 0 | 5.5 |  | 0 | 5.5 |  | 0 | 5.5
[24 empty] | A | 5.5 | 8.5 |  | 5.5 | 8.5 |  | 5.5 | 8.5
|  | Storage volume |  |  | litre | [18 empty] | B | 8.5 | 12 |  | 8.5 | 12 |  | 8.5 | 12
|  | ErP class |  |  | - |  | C |  |  | C |  |  | C | [10 empty] | C | 12 | 16.66 |  | 12 | 16.66 |  | 12 | 16.66
|  | Maximum permissible standby heat loss |  |  | W | [18 empty] | D | 16.66 | 21 |  | 16.66 | 21 |  | 16.66 | 21
|  | Heat loss ratio for PHPP calculation |  |  | W/K | [18 empty] | E | 21 | 0 |  | 21 | 0 |  | 21 | 0
[24 empty] | F | 0 | 31 |  | 0 | 31 |  | 0 | 31
| Total energy demand of domestic hot water | [16 empty] | kWh/a |  | kWh/(m²a)
|  | Heat losses of DHW distribution and storage |  | QWL | [13 empty] | 490.56 |  | 5.1845
|  | Performance ratio DHW-distribution + storage |  | ea,WL | [13 empty] | 136.3% | [5 empty] | 73.36% | Nutzungsgrad WW-Verteil. u. -Speich.
|  | Total heating demand of DHW system | [15 empty] | kWh/a |  | kWh/(m²a)
|  | Including storage tank |  | QgDHW | [13 empty] | 1841.4715 |  | 19.4618
[7 empty] | Inside thermal envelope | [5 empty] | Outside thermal envelope |  |  |  |  | Total values
| Cooling distribution | [5 empty] | 1 | 2 | 3 | 4 | 5 |  | 1 | 2 | 3 | 4 | 5 | Absolute | Specific
|  | Length of distribution pipes |  | LH | m | [17 empty] | 1 | 1 | 1 | 1 | 1 |  | 1 | 1 | 1 | 1 | 1
|  | Nominal width of pipe |  |  | mm
|  | Insulation thickness |  |  | mm
|  | Insulation reflective coating? |  |  | -
|  | Thermal conductivity of insulation |  |  | W/(mK)
|  | Heat loss coefficient per m pipe |  | Ψ | W/(mK) | [17 empty] | 1 | 1 | 1 | 1 | 1 |  | 1 | 1 | 1 | 1 | 1
|  | Temp. of room through which the pipes pass |  | ϑX | °C |  | 25 | 25 | 25 | 25 | 25 |  | 25 | 25 | 25 | 25 | 25 | [5 empty] | 1 | 1 | 1 | 1 | 1 |  | 1 | 1 | 1 | 1 | 1
|  | Design forward flow temperature |  | ϑV | °C |  | 6 | 6 | 6 | 6 | 6 |  | 6 | 6 | 6 | 6 | 6 | [5 empty] | 1 | 1 | 1 | 1 | 1 |  | 1 | 1 | 1 | 1 | 1
|  | Dimensioning of cooling load of the system |  | Pheating | kW | [17 empty] | 1 | 1 | 1 | 1 | 1 |  | 1 | 1 | 1 | 1 | 1
|  | Forward flow temperature control ('x' if applicable) | [20 empty] | 1 | 1 | 1 | 1 | 1 |  | 1 | 1 | 1 | 1 | 1
|  | Design return flow temperature |  | ϑR | °C
|  | Annual heat absorption per m of pipe |  | q*HL | kWh/(m·a)
|  | Possibly utilisation factor of this heat absorption |  | hG | - | [12 empty] | kWh/a |  | kWh/(m²a)
|  | Annual heat losses of cooling distribution |  | QHL | kWh/a | [12 empty] | 0 |  | 0
|  | Performance ratio cold water distribution pipes |  | ea,HL | - | [12 empty] | 100%
Nebenrechnungen für Heizwärmeverteilung
|  | Δϑ |  |  | K |  | 35 | 35 | 35 | 35 | 35 |  | 30 | 30 | 30 | 30 | 30
|  | Rohrdurchmesser innen |  |  | m |  | 0.022 | 0 | 0 | 0 | 0 |  | 0 | 0 | 0 | 0 | 0
|  | Rohrdurchmesser außen |  |  | m |  | 0.02425 | 0.00225 | 0.00225 | 0.00225 | 0.00225 |  | 0.00225 | 0.00225 | 0.00225 | 0.00225 | 0.00225
|  | Außendurchmesser Leitung |  |  | m |  | 0.06425 | 0.00225 | 0.00225 | 0.00225 | 0.00225 |  | 0.00225 | 0.00225 | 0.00225 | 0.00225 | 0.00225
|  | α-Oberfläche |  |  | W/(m²K) |  | 6.834 | #DIV/0! | #DIV/0! | #DIV/0! | #DIV/0! |  | #DIV/0! | #DIV/0! | #DIV/0! | #DIV/0! | #DIV/0!
|  | Oberflächentemperatur-Differenz |  |  | K |  | 4.9211 | #DIV/0! | #DIV/0! | #DIV/0! | #DIV/0! |  | #DIV/0! | #DIV/0! | #DIV/0! | #DIV/0! | #DIV/0!
|  | mittlere Auslastung des Systems |  | β | - |  | 50.65% | 50.65% | 50.65% | 50.65% | 50.65% |  | 50.65% | 50.65% | 50.65% | 50.65% | 50.65%
|  | mittlere Leitungstemperatur |  | ϑm | °C |  | 49.995 | #VALUE! | #VALUE! | #VALUE! | #VALUE! |  | #VALUE! | #VALUE! | #VALUE! | #VALUE! | #VALUE!
|  | Iteration für die Nebenrechnung der Y-Werte |  |  | a- Näherung | W/(m²K) | 8 | 8 | 8 | 8 | 8 |  | 8 | 8 | 8 | 8 | 8
|  | Heizwärmeverteilung |  |  | k*-Näherung | W/(mK) | 0.19801 | #DIV/0! | #DIV/0! | #DIV/0! | #DIV/0! |  | #DIV/0! | #DIV/0! | #DIV/0! | #DIV/0! | #DIV/0!
[5 empty] | OberflächentemperaturDiff_Näh | K | 4.2918 | #DIV/0! | #DIV/0! | #DIV/0! | #DIV/0! |  | #DIV/0! | #DIV/0! | #DIV/0! | #DIV/0! | #DIV/0!
[5 empty] | a- Näherung | W/(m²K) | 6.7114 | #DIV/0! | #DIV/0! | #DIV/0! | #DIV/0! |  | #DIV/0! | #DIV/0! | #DIV/0! | #DIV/0! | #DIV/0!
[5 empty] | k*-Näherung | W/(mK) | 0.19345 | #DIV/0! | #DIV/0! | #DIV/0! | #DIV/0! |  | #DIV/0! | #DIV/0! | #DIV/0! | #DIV/0! | #DIV/0!
[5 empty] | OberflächentemperaturDiff_Näh | K | 4.9982 | #DIV/0! | #DIV/0! | #DIV/0! | #DIV/0! |  | #DIV/0! | #DIV/0! | #DIV/0! | #DIV/0! | #DIV/0!
[5 empty] | a- Näherung | W/(m²K) | 6.8483 | #DIV/0! | #DIV/0! | #DIV/0! | #DIV/0! |  | #DIV/0! | #DIV/0! | #DIV/0! | #DIV/0! | #DIV/0!
[5 empty] | k*-Näherung | W/(mK) | 0.19401 | #DIV/0! | #DIV/0! | #DIV/0! | #DIV/0! |  | #DIV/0! | #DIV/0! | #DIV/0! | #DIV/0! | #DIV/0!
[5 empty] | OberflächentemperaturDiff_Näh | K | 4.9122 | #DIV/0! | #DIV/0! | #DIV/0! | #DIV/0! |  | #DIV/0! | #DIV/0! | #DIV/0! | #DIV/0! | #DIV/0!
[5 empty] | a- Näherung | W/(m²K) | 6.8324 | #DIV/0! | #DIV/0! | #DIV/0! | #DIV/0! |  | #DIV/0! | #DIV/0! | #DIV/0! | #DIV/0! | #DIV/0!
[5 empty] | k*-Näherung | W/(mK) | 0.19394 | #DIV/0! | #DIV/0! | #DIV/0! | #DIV/0! |  | #DIV/0! | #DIV/0! | #DIV/0! | #DIV/0! | #DIV/0!
[5 empty] | OberflächentemperaturDiff_Näh | K | 4.9221 | #DIV/0! | #DIV/0! | #DIV/0! | #DIV/0! |  | #DIV/0! | #DIV/0! | #DIV/0! | #DIV/0! | #DIV/0!
[5 empty] | a- Näherung | W/(m²K) | 6.8342 | #DIV/0! | #DIV/0! | #DIV/0! | #DIV/0! |  | #DIV/0! | #DIV/0! | #DIV/0! | #DIV/0! | #DIV/0!
[5 empty] | k*-Näherung | W/(mK) | 0.19395 | #DIV/0! | #DIV/0! | #DIV/0! | #DIV/0! |  | #DIV/0! | #DIV/0! | #DIV/0! | #DIV/0! | #DIV/0!
[5 empty] | OberflächentemperaturDiff_Näh | K | 4.921 | #DIV/0! | #DIV/0! | #DIV/0! | #DIV/0! |  | #DIV/0! | #DIV/0! | #DIV/0! | #DIV/0! | #DIV/0! | [6 empty] | W/K | W/mK | W/mK
[24 empty] | Armaturen | Verbindungsstücke | Aufhängung
|  | Wärmebrücken Heizwärmeverteilung |  |  | 1 |  | 3.5 | 2 | 2 | 2 | 2 |  | 2 | 2 | 2 | 2 | 2 | [5 empty] | 1 | 1 | 0.09 | 0.06
[5 empty] | 2 |  | 0.95 | 0.6 | 0.6 | 0.6 | 0.6 |  | 0.6 | 0.6 | 0.6 | 0.6 | 0.6 | [5 empty] | 2 | 0.3 | 0.015 | 0.02
[5 empty] | 3 |  | 0.19 | 0.14 | 0.14 | 0.14 | 0.14 |  | 0.14 | 0.14 | 0.14 | 0.14 | 0.14 | [5 empty] | 3 | 0.07 | 0 | 0.005
Nebenrechnungen für Warmwasserzirkulation
|  | Δϑ |  |  | K |  | 40 | 40 | 40 | 40 | 40 |  | 30 | 30 | 30 | 30 | 30
|  | Rohrdurchmesser innen |  |  | m |  | 0 | 0 | 0 | 0 | 0 |  | 0 | 0 | 0 | 0 | 0
|  | Rohrdurchmesser außen |  |  | m |  | 0.00225 | 0.00225 | 0.00225 | 0.00225 | 0.00225 |  | 0.00225 | 0.00225 | 0.00225 | 0.00225 | 0.00225
|  | Außendurchmesser Leitung |  |  | m |  | 0.00225 | 0.00225 | 0.00225 | 0.00225 | 0.00225 |  | 0.00225 | 0.00225 | 0.00225 | 0.00225 | 0.00225
|  | α-Oberfläche |  |  | W/(m²K) |  | #DIV/0! | #DIV/0! | #DIV/0! | #DIV/0! | #DIV/0! |  | #DIV/0! | #DIV/0! | #DIV/0! | #DIV/0! | #DIV/0!
|  | Oberflächentemperatur-Differenz |  |  | K |  | #DIV/0! | #DIV/0! | #DIV/0! | #DIV/0! | #DIV/0! |  | #DIV/0! | #DIV/0! | #DIV/0! | #DIV/0! | #DIV/0!
|  | mittlere Leitungstemperatur |  | Jm | °C |  | #VALUE! | #VALUE! | #VALUE! | #VALUE! | #VALUE! |  | #VALUE! | #VALUE! | #VALUE! | #VALUE! | #VALUE!
|  | Iteration für die Nebenrechnung der Y-Werte |  |  | a- Näherung | W/(m²K) | 8 | 8 | 8 | 8 | 8 |  | 8 | 8 | 8 | 8 | 8
|  | WW-Zirkulation |  |  | k*-Näherung | W/(mK) | #DIV/0! | #DIV/0! | #DIV/0! | #DIV/0! | #DIV/0! |  | #DIV/0! | #DIV/0! | #DIV/0! | #DIV/0! | #DIV/0!
[5 empty] | OberflächentemperaturDiff_Näh | K | #DIV/0! | #DIV/0! | #DIV/0! | #DIV/0! | #DIV/0! |  | #DIV/0! | #DIV/0! | #DIV/0! | #DIV/0! | #DIV/0!
[5 empty] | a- Näherung | W/(m²K) | #DIV/0! | #DIV/0! | #DIV/0! | #DIV/0! | #DIV/0! |  | #DIV/0! | #DIV/0! | #DIV/0! | #DIV/0! | #DIV/0!
[5 empty] | k*-Näherung | W/(mK) | #DIV/0! | #DIV/0! | #DIV/0! | #DIV/0! | #DIV/0! |  | #DIV/0! | #DIV/0! | #DIV/0! | #DIV/0! | #DIV/0!
[5 empty] | OberflächentemperaturDiff_Näh | K | #DIV/0! | #DIV/0! | #DIV/0! | #DIV/0! | #DIV/0! |  | #DIV/0! | #DIV/0! | #DIV/0! | #DIV/0! | #DIV/0!
[5 empty] | a- Näherung | W/(m²K) | #DIV/0! | #DIV/0! | #DIV/0! | #DIV/0! | #DIV/0! |  | #DIV/0! | #DIV/0! | #DIV/0! | #DIV/0! | #DIV/0!
[5 empty] | k*-Näherung | W/(mK) | #DIV/0! | #DIV/0! | #DIV/0! | #DIV/0! | #DIV/0! |  | #DIV/0! | #DIV/0! | #DIV/0! | #DIV/0! | #DIV/0!
[5 empty] | OberflächentemperaturDiff_Näh | K | #DIV/0! | #DIV/0! | #DIV/0! | #DIV/0! | #DIV/0! |  | #DIV/0! | #DIV/0! | #DIV/0! | #DIV/0! | #DIV/0!
[5 empty] | a- Näherung | W/(m²K) | #DIV/0! | #DIV/0! | #DIV/0! | #DIV/0! | #DIV/0! |  | #DIV/0! | #DIV/0! | #DIV/0! | #DIV/0! | #DIV/0!
[5 empty] | k*-Näherung | W/(mK) | #DIV/0! | #DIV/0! | #DIV/0! | #DIV/0! | #DIV/0! |  | #DIV/0! | #DIV/0! | #DIV/0! | #DIV/0! | #DIV/0!
[5 empty] | OberflächentemperaturDiff_Näh | K | #DIV/0! | #DIV/0! | #DIV/0! | #DIV/0! | #DIV/0! |  | #DIV/0! | #DIV/0! | #DIV/0! | #DIV/0! | #DIV/0!
[5 empty] | a- Näherung | W/(m²K) | #DIV/0! | #DIV/0! | #DIV/0! | #DIV/0! | #DIV/0! |  | #DIV/0! | #DIV/0! | #DIV/0! | #DIV/0! | #DIV/0!
[5 empty] | k*-Näherung | W/(mK) | #DIV/0! | #DIV/0! | #DIV/0! | #DIV/0! | #DIV/0! |  | #DIV/0! | #DIV/0! | #DIV/0! | #DIV/0! | #DIV/0!
[5 empty] | OberflächentemperaturDiff_Näh | K | #DIV/0! | #DIV/0! | #DIV/0! | #DIV/0! | #DIV/0! |  | #DIV/0! | #DIV/0! | #DIV/0! | #DIV/0! | #DIV/0! | [6 empty] | W/K | W/mK | W/mK
[24 empty] | Armaturen | Verbindungsstücke | Aufhängung
|  | Wärmebrücken Heizwärmeverteilung |  |  | 1 |  | 2 | 2 | 2 | 2 | 2 |  | 2 | 2 | 2 | 2 | 2 | [5 empty] | 1 | 1 | 0.09 | 0.06
[5 empty] | 2 |  | 0.6 | 0.6 | 0.6 | 0.6 | 0.6 |  | 0.6 | 0.6 | 0.6 | 0.6 | 0.6 | [5 empty] | 2 | 0.3 | 0.015 | 0.02
[5 empty] | 3 |  | 0.14 | 0.14 | 0.14 | 0.14 | 0.14 |  | 0.14 | 0.14 | 0.14 | 0.14 | 0.14 | [5 empty] | 3 | 0.07 | 0 | 0.005
Nebenrechnungen für Warmwasser Einzelleitungen
|  | Rohrdurchmesser innen |  | di_Rohr | m |  | -0.0045 | -0.0045 | -0.0045 | -0.0045 | -0.0045 |  | -0.0045 | -0.0045 | -0.0045 | -0.0045 | -0.0045
|  | Wasserinhalt pro Zapfstellenleitung |  | VH2O | m³ |  | #VALUE! | #VALUE! | #VALUE! | #VALUE! | #VALUE! |  | #VALUE! | #VALUE! | #VALUE! | #VALUE! | #VALUE!
[5 empty] | liter |  | #VALUE! | #VALUE! | #VALUE! | #VALUE! | #VALUE! |  | #VALUE! | #VALUE! | #VALUE! | #VALUE! | #VALUE!
|  | Miterwärmtes Rohrvolumen pro Zapfstelle |  | VMat | m³ |  | #VALUE! | #VALUE! | #VALUE! | #VALUE! | #VALUE! |  | #VALUE! | #VALUE! | #VALUE! | #VALUE! | #VALUE!
Nebenrechnung Brauch- & Pufferspeicher
|  | Speicherindex |  |  |  |  | 2 |  |  | 0 |  |  | 0 |  |  | 0
|  | Bereitschaftanteil |  |  |  |  | 30% |  |  | 100% |  |  | --- |  |  | ---
|  | Bereitschaftstemperatur |  |  | °C |  | 60
[7 empty] | 114 litre, 1.4 W/K Heat loss rate |  |  | litre, W/K Heat loss rate
|  | Speicherort |  |  |  |  | 1 |  |  | 1 |  |  | 1 |  |  | 0
|  | Wärmeabgabe | [15 empty] | W |  | W/m²
|  | innerhalb thermischer Hülle, Winter |  |  |  |  | 16.8 | [5 empty] | --- |  |  | 0 |  | 16.8 |  | 0.17755
|  | innerhalb thermischer Hülle, Sommer |  |  |  |  | 56 |  |  | 0 |  |  | --- |  |  | --- |  | 56 |  | 0.59184
|  | außerhalb thermischer Hülle, Winter |  |  |  |  | 0 |  |  | 0 |  |  | --- |  |  | --- |  | 0 |  | 0
|  | außerhalb thermischer Hülle, Sommer |  |  |  |  | 0 |  |  | 0 |  |  | --- |  |  | --- |  | 0 |  | 0
Nebenrechnungen für Kälteverteilung
|  | Δϑ |  |  | K |  | 16 | 16 | 16 | 16 | 16 |  | 16 | 16 | 16 | 16 | 16
|  | Rohrdurchmesser innen |  |  | m |  | 0 | 0 | 0 | 0 | 0 |  | 0 | 0 | 0 | 0 | 0
|  | Rohrdurchmesser außen |  |  | m |  | 0.00225 | 0.00225 | 0.00225 | 0.00225 | 0.00225 |  | 0.00225 | 0.00225 | 0.00225 | 0.00225 | 0.00225
|  | Außendurchmesser Leitung |  |  | m |  | 0.00225 | 0.00225 | 0.00225 | 0.00225 | 0.00225 |  | 0.00225 | 0.00225 | 0.00225 | 0.00225 | 0.00225
|  | α-Oberfläche |  |  | W/(m²K) |  | #DIV/0! | #DIV/0! | #DIV/0! | #DIV/0! | #DIV/0! |  | #DIV/0! | #DIV/0! | #DIV/0! | #DIV/0! | #DIV/0!
|  | Oberflächentemperatur-Differenz |  |  | K |  | #DIV/0! | #DIV/0! | #DIV/0! | #DIV/0! | #DIV/0! |  | #DIV/0! | #DIV/0! | #DIV/0! | #DIV/0! | #DIV/0!
|  | mittlere Auslastung des Systems |  | β | -
|  | mittlere Leitungstemperatur |  | ϑm | °C |  | #VALUE! | #VALUE! | #VALUE! | #VALUE! | #VALUE! |  | #VALUE! | #VALUE! | #VALUE! | #VALUE! | #VALUE!
|  | Iteration für die Nebenrechnung der Y-Werte |  |  | a- Näherung | W/(m²K) | 8 | 8 | 8 | 8 | 8 |  | 8 | 8 | 8 | 8 | 8
|  | Kälteverteilung |  |  | k*-Näherung | W/(mK) | #DIV/0! | #DIV/0! | #DIV/0! | #DIV/0! | #DIV/0! |  | #DIV/0! | #DIV/0! | #DIV/0! | #DIV/0! | #DIV/0!
[5 empty] | OberflächentemperaturDiff_Näh | K | #DIV/0! | #DIV/0! | #DIV/0! | #DIV/0! | #DIV/0! |  | #DIV/0! | #DIV/0! | #DIV/0! | #DIV/0! | #DIV/0!
[5 empty] | a- Näherung | W/(m²K) | #DIV/0! | #DIV/0! | #DIV/0! | #DIV/0! | #DIV/0! |  | #DIV/0! | #DIV/0! | #DIV/0! | #DIV/0! | #DIV/0!
[5 empty] | k*-Näherung | W/(mK) | #DIV/0! | #DIV/0! | #DIV/0! | #DIV/0! | #DIV/0! |  | #DIV/0! | #DIV/0! | #DIV/0! | #DIV/0! | #DIV/0!
[5 empty] | OberflächentemperaturDiff_Näh | K | #DIV/0! | #DIV/0! | #DIV/0! | #DIV/0! | #DIV/0! |  | #DIV/0! | #DIV/0! | #DIV/0! | #DIV/0! | #DIV/0!
[5 empty] | a- Näherung | W/(m²K) | #DIV/0! | #DIV/0! | #DIV/0! | #DIV/0! | #DIV/0! |  | #DIV/0! | #DIV/0! | #DIV/0! | #DIV/0! | #DIV/0!
[5 empty] | k*-Näherung | W/(mK) | #DIV/0! | #DIV/0! | #DIV/0! | #DIV/0! | #DIV/0! |  | #DIV/0! | #DIV/0! | #DIV/0! | #DIV/0! | #DIV/0!
[5 empty] | OberflächentemperaturDiff_Näh | K | #DIV/0! | #DIV/0! | #DIV/0! | #DIV/0! | #DIV/0! |  | #DIV/0! | #DIV/0! | #DIV/0! | #DIV/0! | #DIV/0!
[5 empty] | a- Näherung | W/(m²K) | #DIV/0! | #DIV/0! | #DIV/0! | #DIV/0! | #DIV/0! |  | #DIV/0! | #DIV/0! | #DIV/0! | #DIV/0! | #DIV/0!
[5 empty] | k*-Näherung | W/(mK) | #DIV/0! | #DIV/0! | #DIV/0! | #DIV/0! | #DIV/0! |  | #DIV/0! | #DIV/0! | #DIV/0! | #DIV/0! | #DIV/0!
[5 empty] | OberflächentemperaturDiff_Näh | K | #DIV/0! | #DIV/0! | #DIV/0! | #DIV/0! | #DIV/0! |  | #DIV/0! | #DIV/0! | #DIV/0! | #DIV/0! | #DIV/0!
[5 empty] | a- Näherung | W/(m²K) | #DIV/0! | #DIV/0! | #DIV/0! | #DIV/0! | #DIV/0! |  | #DIV/0! | #DIV/0! | #DIV/0! | #DIV/0! | #DIV/0!
[5 empty] | k*-Näherung | W/(mK) | #DIV/0! | #DIV/0! | #DIV/0! | #DIV/0! | #DIV/0! |  | #DIV/0! | #DIV/0! | #DIV/0! | #DIV/0! | #DIV/0!
[5 empty] | OberflächentemperaturDiff_Näh | K | #DIV/0! | #DIV/0! | #DIV/0! | #DIV/0! | #DIV/0! |  | #DIV/0! | #DIV/0! | #DIV/0! | #DIV/0! | #DIV/0!
Note on J30: Usually: 55 °C for radiators, 35 °C for underfloor heating
Note on J31: See also worksheet 'Heating load' (cell Q90 divided by 1000). Reference value for Passive House buildings = 10 W/m² Pay attention to the units! Input here should be entered in kW.
Note on J47: Standard value 16 l/Pd for residential buildings. For other building uses and sprinkler types the demand may be estimated using the auxiliary calculation below.
Note on J48: Standard value 9 l/Pd for residential buildings. For other building uses and sprinkler types the demand may be estimated using the auxiliary calculation below. Washing machines and dishwashers are NOT included here, but are calculated in the 'Electricity' worksheet.
Note on J58: Residential 365 d/a Office ~250 d/a School ~180 d/a
Note on J90: Like 'flow through shower head', except for the case that different shower heads will normally be used at the same time.
Note on J91: Mark with an 'x' if applicable connexion to HW and CW is advisable (balanced operation)
Note on J92: Mark with an 'x' if applicable connexion to HW and CW is advisable (balanced operation)
Note on J104: Standard value: 5 min.
Note on J109: Enter lengths of horizontal collecting pipes only. There is no relevant delay in downpipes.
Note on J237: Usually: 6°C forward flow, 12°C return flow
Note on J238: See also 'Cooling load' worksheet
Note on P29: Average ambient temperature during heating period
Note on P145: Average annual ambient temperature
Note on P198: In case of use of a HP no value required here

## SolarDHW
SolarWW
-
| Solar thermal system | [10 empty] | EnerPHit with PHPP Version 9.3 | [5 empty] | Error(s):
23 / Climate: Hemsby / TFA: 95 m² / Heating: 26.6 kWh/(m²a) / Freq. overheating: 0 % / PER: 28.2 kWh/(m²a)
|  |  |  | Building type: | Detached House
|  |  |  | Treated floor area ATFA: | 94.62 | m²
|  |  |  | Projected building footprint AProjected: | 68.9562 | m²
|  |  |  | Latitude ('Climate' worksheet) | 52.683 | °
|  |  |  | DHW demand ('DHW+Distribution') | 1841.4715 | kWh/a
|  |  |  | Heating demand ('Heating' and 'DHW+Distribution' worksheets) | 2542.7847 | kWh/a
|  |  |  | Occupancy | 2.2943 | Persons
|  |  | Location: Selection in 'Areas' worksheet |  | 13-Ceiling |  | Collector |  | 8-Evacuated tube collector | [12 empty] | Solarer Deckungsgrad mit Wärmebedarf WW ohne WW-Bedarf Wasch&Spül
|  |  | Size of selected area |  | 54.0837 | m² | Heating support (please check, if applicable)
|  |  | Free area (less solar thermal and electrical systems) |  | 25.7769 | m² | DHW priority (check if appropriate) |  |  |  | x | [10 empty] | 1666.875 | kWh/a
|  |  | Deviation from North |  | 157 | °
|  |  | Angle of inclination from the horizontal |  | 26 | °
|  |  | Alternative input: Deviation from North |  | 157 | °
|  |  | Alternative input: Angle of inclination from the horizontal |  | 26 | °
|  |  | Solar collector area |  | 2.82 | m²
|  |  | Specific collector area |  | 1.2291 | m²/Pers
|  |  | Height of the collector field |  | 5.2 | m | [15 empty] | Auswahl Kollektor |  |  | PE-Faktor | CO2-Faktor
|  |  | Height of horizon | hHori | 3 | m | [15 empty] | 8 | VTC |  | 0 | 0.025
|  |  | Horizontal distance | aHori | 10 | m
|  |  | Additional reduction factor shading | rother | [17 empty] | 0.17401 |  | Grenzbeitrag
|  |  | Results |  |  | Projected building footprint | Absolute |  | Determination of PER factors
[6 empty] | area |  |  | Yield reference PV syst. | PERel | PERsol.therm
[6 empty] | kWh/(m²Projected*a) | kWh/a |  | kWhel/a | kWhprim-el/kWhel | kWhel kWhth*kWhprimel/kWhel
|  |  | Solar contribution total |  | 54.22% | 14.4803 | 998.5084 |  | 353.9148
|  |  | Solar contribution to DHW |  | 54.22% | 14.4803 | 998.5084 |  | 353.9148 | 1.3 | 0.27265
|  |  | Solar contribution to space heating |  | 0% | 0 | 0 |  | 0 | 1.65
[6 empty] | kgCO2eq/ m²Projected*a | kgCO2eq/a
|  |  | 1-CO2 factors GEMIS (Germany) | kgCO2eq/ kWhFinal | 0.025 | 0.36201 | 24.9627 | [14 empty] | 0.5808 |  |  |  | geschätzter solarer Deckungsbeitrag an WW
968.1269
|  |  | Solarer Deckungsgrad incl. WW-Bedarf Wasch&Spül | [18 empty] | Solarer Deckungsgrad ohne WW-Bedarf Wasch&Spül
In diesem Feld Berechnung des Solaren Deckungsgrades nach Duffie und Beckmann.
Man beachte, dass diese Verfahren nur eine grobe Abschätzung liefern kann, für genauere Berechnungen ist in jedem Fall eine thermische Simulation notwendig!
Dies gilt insbesondere für große Solaranlagen mit speziellem hydraulischem System (Pufferspeicher etc.....)
|  |  | FR = | 0.95 | - | typischer Wert
|  |  | FR'/FR = | 0.8 | - | typischer Wert aus paper SPF (eta_loop)
|  |  | eta0 = FR*(ta) = | 0.62 |  | aus Kollektordaten
|  |  | Fr*k1 = FR*UL = | 0.37525 |  | aus Kollektordaten
|  |  | Fr*k2 = | 0.019 |  | aus Kollektordaten
|  |  | (ta)'/(ta) = Kdir(50°)= | 0.95 | - | aus Kollektordaten
|  |  | Tref = | 100 | °C | Vorgabe Duffie Beckmann für Solare Raumheizung
|  |  | TW = | 60 | °C | Nutzerangabe im Blatt WW+Verteil: typische WW-Temperatur
|  |  | Tm = | 11.562 | °C | Nutzerangabe im Blatt WW+Verteil: typische Kaltwasser-Eintritts-Temperatur
|  |  | jährliche Wärmelast: gesamter Wärmebedarf WW incl. Verteilverluste | 1841.4715 | kWh/a | Wärmelast aus WW+Verteil: gesamter Wärmebedarf WW incl. Verteilverluste und incl. WW-Bedarf Wasch&Spül | [15 empty] | 1666.875 | kWh/a | Wärmelast ohne WW Spül
|  |  | optimales Speichervolumen (Solarteil, unten): | 211.5 | Liter | Vorgabe Duffie Beckman: optimales Speichervolumen des Solarteils: 75 Liter/m² Kollektorfläche
|  |  | tatsächliches Speichervolumen (Solarteil, unten): | 114 | Liter | aus Speicherdatenliste, etwa 70% des Gesamtvolumens
|  |  |  | Januar | Februar | März | April | Mai | Juni | Juli | August | September | Oktober | November | Dezember | Jahreswerte | [17 empty] | Jahreswerte
|  |  | Monat | 1 | 2 | 3 | 4 | 5 | 6 | 7 | 8 | 9 | 10 | 11 | 12 | Summe/Mittelwert | [17 empty] | Summe/Mittelwert
|  |  | Tage im jeweiligen Monat [d] | 31 | 28 | 31 | 30 | 31 | 30 | 31 | 31 | 30 | 31 | 30 | 31 | 365 | [5 empty] | 31 | 28 | 31 | 30 | 31 | 30 | 31 | 31 | 30 | 31 | 30 | 31 | 365
|  |  | Zeit im jeweiligen Monat [h] | 744 | 672 | 744 | 720 | 744 | 720 | 744 | 744 | 720 | 744 | 720 | 744 | 8760 | [5 empty] | 744 | 672 | 744 | 720 | 744 | 720 | 744 | 744 | 720 | 744 | 720 | 744 | 8760
|  |  | AußenTemp [°C] | 4.912 | 5.412 | 6.912 | 9.012 | 12.112 | 15.212 | 16.712 | 17.412 | 14.912 | 11.312 | 7.612 | 5.212 | 10.562 | [5 empty] | 4.912 | 5.412 | 6.912 | 9.012 | 12.112 | 15.212 | 16.712 | 17.412 | 14.912 | 11.312 | 7.612 | 5.212 | 10.562
|  |  | Strahlung auf geneigte Fläche [kWh/m²/Monat] | 28.2402 | 48.5733 | 85.2899 | 125.9321 | 161.1363 | 151.9863 | 156.0951 | 144.7873 | 98.9862 | 65.0625 | 34.3551 | 22.2794 | 1122.7236 | [5 empty] | 28.2402 | 48.5733 | 85.2899 | 125.9321 | 161.1363 | 151.9863 | 156.0951 | 144.7873 | 98.9862 | 65.0625 | 34.3551 | 22.2794 | 1122.7236 | kWh/m²/a
|  |  | Wärmebedarf Raumheizung incl. Verteil [kWh/Monat] | 585.6448 | 433.2558 | 325.3146 | 124.9385 | 7.6776 | 0.066996 | 0.00046392 | 4.0255e-05 | 0.52408 | 105.2418 | 379.698 | 580.4221 | 2542.7847
|  |  | Korrektur Tref für TWW-Systeme: Xc1/X = | 1.2161 | 1.2102 | 1.1924 | 1.1663 | 1.1256 | 1.082 | 1.0597 | 1.049 | 1.0863 | 1.1364 | 1.1838 | 1.2126 | [6 empty] | 1.2161 | 1.2102 | 1.1924 | 1.1663 | 1.1256 | 1.082 | 1.0597 | 1.049 | 1.0863 | 1.1364 | 1.1838 | 1.2126
|  |  | Korrektur für Speichergröße(nur Solarteil!): Xc2/X = | 1.1671 | 1.1671 | 1.1671 | 1.1671 | 1.1671 | 1.1671 | 1.1671 | 1.1671 | 1.1671 | 1.1671 | 1.1671 | 1.1671 | [6 empty] | 1.1671 | 1.1671 | 1.1671 | 1.1671 | 1.1671 | 1.1671 | 1.1671 | 1.1671 | 1.1671 | 1.1671 | 1.1671 | 1.1671
|  | nur WW | X= FR*k1 * FR'/FR * (Tref-Tumg) * dt * Ac/L = | 1.451 | 1.4338 | 1.3826 | 1.3124 | 1.2121 | 1.1158 | 1.0706 | 1.0498 | 1.1249 | 1.2376 | 1.359 | 1.4407 | [6 empty] | 1.603 | 1.5839 | 1.5274 | 1.4499 | 1.3391 | 1.2327 | 1.1827 | 1.1597 | 1.2428 | 1.3673 | 1.5013 | 1.5916
|  | nur Heizung | X= FR*k1 * FR'/FR * (Tref-Tumg) * dt * Ac/L = | 0.38751 | 0.46748 | 0.66468 | 1.5899 | 24.6924 | 2520.7185 | 360915.8105 | 4078665.195 | 324.8847 | 1.8392 | 0.54171 | 0.3882 | [6 empty] | #DIV/0! | #DIV/0! | #DIV/0! | #DIV/0! | #DIV/0! | #DIV/0! | #DIV/0! | #DIV/0! | #DIV/0! | #DIV/0! | #DIV/0! | #DIV/0!
|  | gesamt | X= FR*k1 * FR'/FR * (Tref-Tumg) * dt * Ac/L = | 1.451 | 1.4338 | 1.3826 | 1.3124 | 1.2121 | 1.1158 | 1.0706 | 1.0498 | 1.1249 | 1.2376 | 1.359 | 1.4407 | [6 empty] | 1.603 | 1.5839 | 1.5274 | 1.4499 | 1.3391 | 1.2327 | 1.1827 | 1.1597 | 1.2428 | 1.3673 | 1.5013 | 1.5916
|  | nur WW | Xc = X*Xc1/X * Xc2/X = | 2.0594 | 2.0251 | 1.9239 | 1.7864 | 1.5924 | 1.4089 | 1.324 | 1.2852 | 1.4262 | 1.6415 | 1.8776 | 2.0388 | [6 empty] | 2.2751 | 2.2372 | 2.1254 | 1.9736 | 1.7592 | 1.5565 | 1.4627 | 1.4198 | 1.5756 | 1.8134 | 2.0742 | 2.2523
|  | nur Heizung | Xc = X*Xc1/X * Xc2/X = | 0.54997 | 0.66029 | 0.92495 | 2.1641 | 21.0193 | 20.2038 | 19.7875 | 19.588 | 20.2853 | 2.4393 | 0.74843 | 0.54937 | [6 empty] | #DIV/0! | #DIV/0! | #DIV/0! | #DIV/0! | #DIV/0! | #DIV/0! | #DIV/0! | #DIV/0! | #DIV/0! | #DIV/0! | #DIV/0! | #DIV/0!
|  | gesamt | Xc = X*Xc1/X * Xc2/X = | 2.0594 | 2.0251 | 1.9239 | 1.7864 | 1.5924 | 1.4089 | 1.324 | 1.2852 | 1.4262 | 1.6415 | 1.8776 | 2.0388 | [6 empty] | 2.2751 | 2.2372 | 2.1254 | 1.9736 | 1.7592 | 1.5565 | 1.4627 | 1.4198 | 1.5756 | 1.8134 | 2.0742 | 2.2523
|  | nur WW | Y= FR * (ta) * FR'/FR * (ta)'/(ta) * Gs * N * Ac/L = | 0.23993 | 0.4569 | 0.72463 | 1.1056 | 1.369 | 1.3343 | 1.3262 | 1.2301 | 0.86903 | 0.55278 | 0.30161 | 0.18929 | [6 empty] | 0.26506 | 0.50476 | 0.80053 | 1.2214 | 1.5124 | 1.4741 | 1.4651 | 1.359 | 0.96006 | 0.61068 | 0.33321 | 0.20912
|  | nur Heizung | Y= FR * (ta) * FR'/FR * (ta)'/(ta) * Gs * N * Ac/L = | 0.064075 | 0.14897 | 0.34838 | 1.3394 | 27.8885 | 3014.4506 | 447094.1365 | 4779336.2987 | 250.9777 | 0.82148 | 0.12023 | 0.051005 | [6 empty] | #DIV/0! | #DIV/0! | #DIV/0! | #DIV/0! | #DIV/0! | #DIV/0! | #DIV/0! | #DIV/0! | #DIV/0! | #DIV/0! | #DIV/0! | #DIV/0!
|  | gesamt | Y= FR * (ta) * FR'/FR * (ta)'/(ta) * Gs * N * Ac/L = | 0.23993 | 0.4569 | 0.72463 | 1.1056 | 1.369 | 1.3343 | 1.3262 | 1.2301 | 0.86903 | 0.55278 | 0.30161 | 0.18929 | [6 empty] | 0.26506 | 0.50476 | 0.80053 | 1.2214 | 1.5124 | 1.4741 | 1.4651 | 1.359 | 0.96006 | 0.61068 | 0.33321 | 0.20912
|  | nur WW | solarer Deckungsgrad monatlich fi = | 0.10686 | 0.29681 | 0.50679 | 0.75687 | 0.90577 | 0.89989 | 0.901 | 0.85452 | 0.63427 | 0.39573 | 0.17297 | 0.061106 | 0.54223 | [5 empty] | 0.11737 | 0.32333 | 0.54775 | 0.80923 | 0.96147 | 0.95653 | 0.95809 | 0.91122 | 0.68316 | 0.42997 | 0.18938 | 0.067392 | 0.5808
|  | nur Heizung | solarer Deckungsgrad monatlich fi = | 0.029729 | 0.10579 | 0.27107 | 0.85811 | 1 | 1 | 1 | 1 | 1 | 0.54404 | 0.072572 | 0.016684 | #DIV/0! | [5 empty] | #DIV/0! | #DIV/0! | #DIV/0! | #DIV/0! | #DIV/0! | #DIV/0! | #DIV/0! | #DIV/0! | #DIV/0! | #DIV/0! | #DIV/0! | #DIV/0! | #DIV/0!
|  | gesamt | solarer Deckungsgrad monatlich fi = | 0.10686 | 0.29681 | 0.50679 | 0.75687 | 0.90577 | 0.89989 | 0.901 | 0.85452 | 0.63427 | 0.39573 | 0.17297 | 0.061106 | 0.54223 | [5 empty] | 0.11737 | 0.32333 | 0.54775 | 0.80923 | 0.96147 | 0.95653 | 0.95809 | 0.91122 | 0.68316 | 0.42997 | 0.18938 | 0.067392 | 0.5808
|  | nur WW | solar gedeckte Wärmelast: fi * Li = | 16.7122 | 41.9277 | 79.2611 | 114.5547 | 141.6614 | 136.2019 | 140.9152 | 133.6462 | 95.9995 | 61.8922 | 26.1793 | 9.5569 | 998.5084 | gilt nur bei WW-Vorrang |  |  |  |  | 16.6165 | 41.3441 | 77.5448 | 110.8675 | 136.1158 | 131.0474 | 135.6369 | 129.0014 | 93.5951 | 60.8705 | 25.9462 | 9.5407 | 968.1269
|  | nur Heizung | solar gedeckte Wärmelast: fi * Li = | 16.7122 | 41.9277 | 79.2611 | 107.2114 | 7.6776 | 0.066996 | 0.00046392 | 4.0255e-05 | 0.52408 | 57.2559 | 26.1793 | 9.5569 | 346.3736 | gilt nur bei Heizungsvorrang |  |  |  |  | 0 | 0 | 0 | 0 | 0 | 0 | 0 | 0 | 0 | 0 | 0 | 0 | 0
|  | gesamt | solar gedeckte Wärmelast: fi * Li = | 16.7122 | 41.9277 | 79.2611 | 114.5547 | 141.6614 | 136.2019 | 140.9152 | 133.6462 | 95.9995 | 61.8922 | 26.1793 | 9.5569 | 998.5084 | kWh/a |  |  |  |  | 16.6165 | 41.3441 | 77.5448 | 110.8675 | 136.1158 | 131.0474 | 135.6369 | 129.0014 | 93.5951 | 60.8705 | 25.9462 | 9.5407 | 968.1269 | kWh/a
|  |  |  | Oktober 10: jährlicher solarer Deckungsanteil: | 0.54223 | [14 empty] | jährlicher solarer Deckungsanteil: |  |  | 0.5808
|  |  | solar gedeckter Wärmebedarf WW | 16.7122 | 41.9277 | 79.2611 | 114.5547 | 141.6614 | 136.2019 | 140.9152 | 133.6462 | 95.9995 | 61.8922 | 26.1793 | 9.5569 | [6 empty] | 16.6165 | 41.3441 | 77.5448 | 110.8675 | 136.1158 | 131.0474 | 135.6369 | 129.0014 | 93.5951 | 60.8705 | 25.9462 | 9.5407
|  |  | solar gedeckter Wärmebedarf Heizung | 0 | 0 | 0 | 0 | 0 | 0 | 0 | 0 | 0 | 0 | 0 | 0 | [6 empty] | 0 | 0 | 0 | 0 | 0 | 0 | 0 | 0 | 0 | 0 | 0 | 0
|  |  |  | Jan | Feb | Mar | Apr | May | Jun | Jul | Aug | Sep | Oct | Nov | Dec | Year | [5 empty] | Jan | Feb | Mar | Apr | Mai | Jun | Jul | Aug | Sep | Okt | Nov | Dez | Jahr
|  |  | Heating demand DHW-preparation | 156.3989 | 141.2636 | 156.3989 | 151.3538 | 156.3989 | 151.3538 | 156.3989 | 156.3989 | 151.3538 | 156.3989 | 151.3538 | 156.3989 | 1841.4715 | kWh/month |  |  |  |  | 141.5702 | 127.8699 | 141.5702 | 137.0034 | 141.5702 | 137.0034 | 141.5702 | 141.5702 | 137.0034 | 141.5702 | 137.0034 | 141.5702 | 1666.875
|  |  | Space heating demand | 0 | 0 | 0 | 0 | 0 | 0 | 0 | 0 | 0 | 0 | 0 | 0 | 0 | kWh/month |  |  |  |  | 0 | 0 | 0 | 0 | 0 | 0 | 0 | 0 | 0 | 0 | 0 | 0 | 0
|  |  | Heating demand | 156.3989 | 141.2636 | 156.3989 | 151.3538 | 156.3989 | 151.3538 | 156.3989 | 156.3989 | 151.3538 | 156.3989 | 151.3538 | 156.3989 | 1841.4715 | kWh/month |  |  |  |  | 141.5702 | 127.8699 | 141.5702 | 137.0034 | 141.5702 | 137.0034 | 141.5702 | 141.5702 | 137.0034 | 141.5702 | 137.0034 | 141.5702 | 1666.875
|  |  | Radiation on tilted collector surface | 79.6373 | 136.9766 | 240.5176 | 355.1284 | 454.4043 | 428.6014 | 440.1881 | 408.3003 | 279.1411 | 183.4762 | 96.8814 | 62.8279 | 3166.0806 | kWh/month
|  |  | Please enter: Solar production for DHW | [12 empty] | 0 | kWh/month
|  |  | Please enter: Solar production for heating | [12 empty] | 0 | kWh/month
|  |  | DHW heating demand covered by solar | 16.7122 | 41.9277 | 79.2611 | 114.5547 | 141.6614 | 136.2019 | 140.9152 | 133.6462 | 95.9995 | 61.8922 | 26.1793 | 9.5569 | 998.5084 | kWh/month |  |  |  |  | 16.6165 | 41.3441 | 77.5448 | 110.8675 | 136.1158 | 131.0474 | 135.6369 | 129.0014 | 93.5951 | 60.8705 | 25.9462 | 9.5407 | 968.1269
|  |  | Space heating demand covered by solar | 0 | 0 | 0 | 0 | 0 | 0 | 0 | 0 | 0 | 0 | 0 | 0 | 0 | kWh/month |  |  |  |  | 0 | 0 | 0 | 0 | 0 | 0 | 0 | 0 | 0 | 0 | 0 | 0 | 0
|  |  | Heating demand covered by solar | 16.7122 | 41.9277 | 79.2611 | 114.5547 | 141.6614 | 136.2019 | 140.9152 | 133.6462 | 95.9995 | 61.8922 | 26.1793 | 9.5569 | 998.5084 | kWh/month |  |  |  |  | 16.6165 | 41.3441 | 77.5448 | 110.8675 | 136.1158 | 131.0474 | 135.6369 | 129.0014 | 93.5951 | 60.8705 | 25.9462 | 9.5407 | 968.1269
|  |  | Solar fraction | 10.69% | 29.68% | 50.68% | 75.69% | 90.58% | 89.99% | 90.1% | 85.45% | 63.43% | 39.57% | 17.3% | 6.111% | 54.22% | - |  |  |  |  | 0.11737 | 0.32333 | 0.54775 | 0.80923 | 0.96147 | 0.95653 | 0.95809 | 0.91122 | 0.68316 | 0.42997 | 0.18938 | 0.067392 | 0.5808
|  |  | Electricity generation of reference PV system | 9.1015 | 15.6652 | 27.5534 | 39.4123 | 50.4577 | 47.52 | 48.7321 | 45.163 | 30.9564 | 21.0642 | 11.1055 | 7.1834 | 353.9148 | kWh/month
Strahlung und Verschattung einer geneigten Kollektorfläche
|  |  | Orientierungsberechnung | Feb: Exponent; Mar: 20; Apr: Rad; May: 0.017453; Jun: Albedo; Jul: 0.106 |  |  |  |  | Verschattungsroutine
|  |  | Klimadaten | Jan: Monate |  |  |  |  | Horizont Winter |  |  | Pi/180 | 0.017453 | m | b |  | m | b |  |  | Horizont Sommer |  |  | Pi/180 | 0.017453 | m | b |  | m | b
|  |  |  | 1 | 2 | 3 | 4 | 5 | 6 | 7 | 8 | 9 | 10 | 11 | 12 | [7 empty] | Horizontal |  | 0.011953 | -0.262 | 90 | 0.00064023 | 0.09982 | 90 |  |  |  |  | Horizontal |  | 0.011087 | 0.24527 | 90 | 0.019421 | -0.36331 | 15
[23 empty] | r | a | 0.011953 | -0.262 |  | 0.00064023 | 0.09982 | [5 empty] | r | a | 0.011087 | 0.24527 |  | -0.0067188 | 0.074359 | 90
|  |  | Radiation North | 7 | 11 | 21 | 32 | 44 | 52 | 49 | 38 | 24 | 16 | 8 | 5 | [6 empty] | S | 0.36774 | 1.8768 | 0.0014765 | 0.49085 | 90 | 0.0063964 | 0.27619 | 90 |  |  |  | S | 0.82938 | -0.27961 | -0.00035781 | 0.43974 | 90 | -0.0018923 | -0.25148 | 90
|  |  | Radiation East | 15 | 27 | 48 | 72 | 100 | 96 | 99 | 85 | 55 | 34 | 18 | 11 | [6 empty] | O/W | 0.56864 | 0.61317 | 0.0014765 | 0.49085 |  | 0.0063964 | 0.27619 |  |  |  |  | O/W | 0.42089 | -0.35117 | -0.00035781 | 0.43974 |  | -0.0018923 | -0.25148
|  |  | Radiation South | 44 | 63 | 84 | 94 | 100 | 88 | 93 | 100 | 85 | 74 | 50 | 38 | [6 empty] | N | 0.81483 | 0.50013 | -0.0013076 | 0.88372 | 90 | 0.00056353 | 0.47044 | 90 |  |  |  | N | 0.15385 | -0.30452 | -0.021768 | 0.81389 | 30 | 0.0071118 | -0.18353 | 15
|  |  | Radiation West | 17 | 27 | 50 | 74 | 90 | 92 | 93 | 86 | 56 | 39 | 20 | 13 | [9 empty] | -0.0013076 | 0.88372 |  | 0.00056353 | 0.47044 | [7 empty] | 0.0017764 | 0.060265 | 90 | -0.0065131 | 0.038607 | 90
|  |  | Horizontal radiation | 21 | 38 | 74 | 115 | 157 | 155 | 156 | 136 | 86 | 54 | 26 | 16 | [7 empty] | Senkrecht |  | m | b | [8 empty] | Senkrecht |  | m | b
|  |  | unten | 2.226 | 4.028 | 7.844 | 12.19 | 16.642 | 16.43 | 16.536 | 14.416 | 9.116 | 5.724 | 2.756 | 1.696 | [7 empty] | r | a | -0.001532 | 0.15106 | 90 | 2.5e-07 | 0.66271 | 90 |  |  |  |  | r | a | -0.0054975 | 0.59156 | 15 | 0.034365 | -1.4973 | 30
[22 empty] | S | 0.070346 | 2.5886 | -0.001532 | 0.15106 |  | 2.5e-07 | 0.66271 |  |  |  |  | S | 0.86705 | -0.45775 | 0.0092459 | 0.37995 | 90 | -0.0079931 | -0.036651 | 90
|  | Ost-West | A0 | 13.8065 | 24.007 | 44.961 | 68.2975 | 90.9105 | 89.8575 | 91.134 | 80.354 | 51.529 | 33.181 | 16.689 | 10.424 | [6 empty] | O/W | 0.82255 | -1.1905 | 0.0010818 | 0.76555 | 90 | -0.0095713 | -0.68621 | 90 |  |  |  | O/W | 0.80019 | -0.9086 | 0.00068723 | 0.76398 | 90 | -0.0036876 | -0.71432 | 90
|  |  | A1 | 9.387 | 16.986 | 33.078 | 51.405 | 70.179 | 69.285 | 69.732 | 60.792 | 38.442 | 24.138 | 11.622 | 7.152
|  |  | A2 | -2.1935 | -2.993 | -4.039 | -4.7025 | -4.0895 | -4.1425 | -4.866 | -5.146 | -3.971 | -3.319 | -2.311 | -1.576
|  |  | B1 | 1 | 0 | 1 | 1 | -5 | -2 | -3 | 0.5 | 0.5 | 2.5 | 1 | 1 | [6 empty] | N | 0.63334 | -1.3862 | 0.0010818 | 0.76555 |  | -0.0095713 | -0.68621 |  |  |  |  | N | 0.59039 | -1.4044 | 0.00068723 | 0.76398 |  | -0.0036876 | -0.71432
|  | Nord-Süd | A0 | 18.5565 | 29.007 | 46.711 | 63.2975 | 79.4105 | 77.8575 | 78.634 | 72.104 | 51.029 | 37.431 | 21.689 | 15.174 | [9 empty] | 0.0018772 | 0.53444 | 90 | 0.0050448 | -1.652 | 90 | [6 empty] | -0.012691 | 0.79326 | 30 | -0.041642 | -0.30958 | 38
|  |  | A1 | 20.7453 | 31.0568 | 45.6772 | 60.0289 | 75.5585 | 71.585 | 73.1201 | 68.2398 | 49.0718 | 37.7312 | 24.0015 | 17.9834 | [9 empty] | 0.0018772 | 0.53444 |  | 0.0050448 | -1.652 | [7 empty] | 0.0079821 | 0.16987 | 90 | 0.02508 | -2.7257 | 90
|  |  | A2 | 6.1198 | 9.1617 | 13.4445 | 16.9256 | 18.8931 | 14.2169 | 16.1746 | 18.443 | 14.3402 | 11.1282 | 7.0804 | 5.3051 |  |  |  |  | Neigung | Azimut | hh/dh | Azimut_unten | hor1 | hor2 | ipol_hor | senk1 | senk2 | ipol_senk | Vfaktor_Hori |  | Neigung | Azimut | hh/dh | Azimut_unten | hor1 | hor2 | ipol_hor | senk1 | senk2 | ipol_senk | Vfaktor_Hori
|  |  | alpha | -1.1012 | -0.9921 | -0.76097 | -0.54266 | -0.37963 | -0.25418 | -0.30561 | -0.47156 | -0.67071 | -0.87664 | -1.0653 | -1.1618
|  |  | cos^n alpha | 1.2947e-07 | 5.7371e-06 | 0.0015733 | 0.044967 | 0.22828 | 0.52041 | 0.38717 | 0.099123 | 0.0075768 | 0.00013183 | 5.0218e-07 | 9.7979e-09
|  |  |  | 1 | 2 | 3 | 4 | 5 | 6 | 7 | 8 | 9 | 10 | 11 | 12
|  |  | B2 | 4.1258 | 4.7092 | 6.4534 | 8.5934 | 9.1426 | 9.3718 | 9.7796 | 9.5463 | 6.9127 | 5.6432 | 4.1906 | 3.6984
|  |  | Esouth | 32.8006 | 55.8711 | 97.516 | 138.229 | 174.7981 | 164.7629 | 169.2784 | 158.4249 | 109.0566 | 74.9955 | 39.8134 | 25.999 |  |  |  |  | 26 | 157 | 0.3 | 90 | 0.9778 | 0.90558 | 0.91661 | 0.75297 | 0.81412 | 0.80478 | 0.89512 |  | 26 | 157 | 0.3 | 90 | 0.95791 | 0.93327 | 0.93703 | 0.80909 | 0.88875 | 0.87658 | 0.92541
|  |  | Enorth | 12.6367 | 22.8348 | 48.2384 | 81.1374 | 119.3006 | 125.1731 | 122.7389 | 98.8841 | 57.8303 | 33.9368 | 15.4539 | 9.416
|  |  | Ewest | 21.3314 | 37.4312 | 72.643 | 112.0432 | 149.2774 | 148.7033 | 149.4978 | 132.0445 | 83.8548 | 53.9286 | 26.1504 | 16.3203
|  |  | Eeast | 20.4547 | 37.4312 | 71.7663 | 111.1665 | 153.6611 | 150.4568 | 152.128 | 131.6061 | 83.4165 | 51.7368 | 25.2736 | 15.4435
|  |  | Globalstrahlung | 31.5491 | 54.2646 | 95.2834 | 136.0818 | 174.1234 | 164.236 | 168.6759 | 156.4568 | 106.9642 | 72.6859 | 38.3805 | 24.8899
|  |  | Ergebnis: Strahlung mit Verschattung [kWh/(m²mon)] | 28.2402 | 48.5733 | 85.2899 | 125.9321 | 161.1363 | 151.9863 | 156.0951 | 144.7873 | 98.9862 | 65.0625 | 34.3551 | 22.2794
| Selection list solar collectors |  |  | h0 = FR*(ta) | k1 | k2 | Kdir(50°) | Collector type | PER factor (generation) | 1-PE-factors (non-renewable) PHI Certification | 1-CO2 factors GEMIS (Germany) | [10 empty] | Auswahlliste Solarkollektoren |  | PER factor (generation) | 1-PE-factors (non-renewable) PHI Certification | 1-CO2 factors GEMIS (Germany)
|  | Manufacturer | Description | - | W/(m²K) | W/(m²K²) | - | EC/FC | kWhprim-el/ kWhEnd | kWhprim/ kWhEnd | kgCO2eq/ kWhFinal | [7 empty] | ausgefüllt? |  |  | Kurzbeschreibung |  | kWhprim-el/ kWhEnd | kWhprim/ kWhEnd | kgCO2eq/ kWhFinal
| 1 |  |  | 6: 1; 7: 0; 8: 0.045 |  |  |  | FALSE |  |  | 1- |  | 1 | 0 | 0.045
| 2 |  |  | 6: 1; 7: 0; 8: 0.045 |  |  |  | FALSE |  |  | 2- |  | 1 | 0 | 0.045
| 3 |  |  | 6: 1; 7: 0; 8: 0.045 |  |  |  | FALSE |  |  | 3- |  | 1 | 0 | 0.045
| 4 |  |  | 6: 1; 7: 0; 8: 0.045 |  |  |  | FALSE |  |  | 4- |  | 1 | 0 | 0.045
| 5 |  |  | 6: 1; 7: 0; 8: 0.045 |  |  |  | FALSE |  |  | 5- |  | 1 | 0 | 0.045
| 6 |  | Standard flat plate collector | 0.77 | 3.5 | 0.02 | 0.9 | FPC | 1 | 0 | 0.045 | [10 empty] | 6-Standard flat plate collector |  | 1 | 0 | 0.045
| 7 |  | Improved flat place collector | 0.854 | 3.37 | 0.01 | 0.97 | FPC | 1 | 0 | 0.045 | [10 empty] | 7-Improved flat place collector |  | 1 | 0 | 0.045
| 8 |  | Evacuated tube collector | 0.62 | 0.395 | 0.02 | 0.95 | VTC | 1 | 0 | 0.025 | [10 empty] | 8-Evacuated tube collector |  | 1 | 0 | 0.025
Note on G19: Input is necessary if collectors are aligned differently from the assigned roof area.
Note on G20: Input is necessary if collectors are inclined differently from the assigned roof area.
Note on K14: See also the list below.
Note on M16: Relevant only for space heating

## PV
PV
-
| Photovoltaic systems | [10 empty] | EnerPHit with PHPP Version 9.3 | [6 empty] | Error(s):
23 / Climate: Hemsby / TFA: 95 m² / Heating: 26.6 kWh/(m²a) / Freq. overheating: 0 % / PER: 28.2 kWh/(m²a)
[7 empty] | Climate data set: | GB0013a-Hemsby
[7 empty] | Building type: | Detached House
[7 empty] | Projected building footprint: | 68.9562 | m²
|  |  | Name of system |  | System 1 | System 2 | System 3 | System 4 | System 5 | Reference PV syst.
|  |  | Location: Selection in 'Areas' worksheet |  | 13-Ceiling |  |  |  |  | 13-Ceiling
|  |  | Size of selected area |  | 54.0837 |  |  |  |  | 54.0837 | m²
|  |  | Deviation from North |  | 157 |  |  |  |  | 157 | °
|  |  | Angle of inclination from horizontal |  | 26 |  |  |  |  | 26 | °
|  |  | Alternative input: Deviation from North |  | 157 | [5 empty] | °
|  |  | Alternative input: Angle of inclination from the horizontal |  | 26 | [5 empty] | °
Information from the module data sheet
|  |  | Technology |  | 5-Poly-Si |  |  |  |  | 4-Mono-Si
|  |  | Nominal current | IMPP0 | 7.5 |  |  |  |  | 7.71 | A
|  |  | Nominal voltage | UMPP0 | 24 |  |  |  |  | 30.5 | V
|  |  | Nominal power | Pn | 180 | 0 | 0 | 0 | 0 | 235.155 | Wp
|  |  | Temperature coefficient short-circuit current | a | 0.004 |  |  |  |  | 0.04 | %/K
|  |  | Temperature coefficient open-circuit voltage | b | -0.3 |  |  |  |  | -0.34 | %/K
|  |  | Module dimensions: Height |  | 1.675 |  |  |  |  | 1.658 | m
|  |  | Module dimensions: Width |  | 0.951 |  |  |  |  | 0.994 | m
[10 empty] | 1.6481 | Module area [m²]
Further specifications
|  |  | Number of modules | nM | 16 |  |  |  |  | 1.7111
|  |  | Height of module array |  | 3.5 |  |  |  |  | 5.2 | m
|  |  | Height of horizon | hHori | 3 |  |  |  |  | 3 | m | [8 empty] | 1 | 1 | 1 | 1 | 1
|  |  | Horizontal distance | aHori | 10 |  |  |  |  | 10 | m | [8 empty] | 1 | 1 | 1 | 1 | 1
|  |  | Additional reduction factor shading | rother
|  |  | Efficiency of the inverter | hHRV | 97% |  |  |  |  | 95% | [9 empty] | 1 | 1 | 1 | 1 | 1
Results
|  |  | Area of module field |  | 25.4868 | 0 | 0 | 0 | 0 | 2.82 | m²
|  |  | Free area on the selected building element |  | 25.7769 |  |  |  |  | 25.7769 | m²
|  |  | Allocation to building element |  | 52.34% |  |  |  |  | 52.34%
|  |  | Annual losses due to shading |  | 308.0541 |  |  |  |  | 41.4684 | kWh
Total
|  |  | Annual electricity yield of the inverter, absolute |  | 2629.1051 |  |  |  |  | 353.9148 | 2629.1051 | kWh/a
|  |  | Related to projected building footprint area |  | 38.1272 |  |  |  |  | 5.1325 | 38.1272 | kWh/m²AProjected*a
|  |  | Specific PE factor (non-renewable primary energy) |  | 0.29358 |  |  |  |  | 0.44909 | kWhprim_ne/kWhFinal
|  |  | Specific CO2 equivalent emissions of the system |  | 58.2728 |  |  |  |  | 67.5388 | g/kWh
|  |  | CO2-equivalent emissions according to 1-CO2 factors GEMIS (Germany) |  | 165.6336 |  |  |  |  | 46.0089 | 165.6336 | kg/a
|  |  | PE-factor according to 1-PE-factors (non-renewable) PHI Certification |  | 0 |  |  |  |  | 0 | 0 | kWhprim/kWhEnd
|  |  | Solar radiation on tilted surface | Jan | 28.2402 |  |  |  |  | 28.2402 | 28.2402
|  |  | kWh/(m²*Month) | Feb | 48.5733 |  |  |  |  | 48.5733 | 48.5733
|  |  |  | Mar | 85.2899 |  |  |  |  | 85.2899 | 85.2899
|  |  |  | Apr | 121.8093 |  |  |  |  | 121.8093 | 121.8093
|  |  |  | May | 155.861 |  |  |  |  | 155.861 | 155.861
|  |  |  | Jun | 147.0106 |  |  |  |  | 147.0106 | 147.0106
|  |  |  | Jul | 150.9849 |  |  |  |  | 150.9849 | 150.9849
|  |  |  | Aug | 140.0473 |  |  |  |  | 140.0473 | 140.0473
|  |  |  | Sep | 95.7456 |  |  |  |  | 95.7456 | 95.7456
|  |  |  | Oct | 65.0625 |  |  |  |  | 65.0625 | 65.0625
|  |  |  | Nov | 34.3551 |  |  |  |  | 34.3551 | 34.3551
|  |  |  | Dec | 22.2794 |  |  |  |  | 22.2794 | 22.2794
|  |  |  | Year kWh/(m²a) | 1095.2592 |  |  |  |  | 1095.2592 | 1095.2592
|  |  | Total monthly yield | Jan | 69.1168 |  |  |  |  | 9.1015 | 69.1168
|  |  | kWh/month | Feb | 118.7363 |  |  |  |  | 15.6652 | 118.7363
|  |  |  | Mar | 207.72 |  |  |  |  | 27.5534 | 207.72
|  |  |  | Apr | 295.1023 |  |  |  |  | 39.4123 | 295.1023
|  |  |  | May | 374.5963 |  |  |  |  | 50.4577 | 374.5963
|  |  |  | Jun | 350.4303 |  |  |  |  | 47.52 | 350.4303
|  |  |  | Jul | 358.4416 |  |  |  |  | 48.7321 | 358.4416
|  |  |  | Aug | 331.8379 |  |  |  |  | 45.163 | 331.8379
|  |  |  | Sep | 228.4138 |  |  |  |  | 30.9564 | 228.4138
|  |  |  | Oct | 156.6972 |  |  |  |  | 21.0642 | 156.6972
|  |  |  | Nov | 83.5246 |  |  |  |  | 11.1055 | 83.5246
|  |  |  | Dec | 54.4881 |  |  |  |  | 7.1834 | 54.4881
|  |  |  | Year kWh/a | 2629.1051 |  |  |  |  | 353.9148 | 2629.1051
|  |  |  | Drop-down list for module technologies | [16 empty] | PER-factor | 1-PE-factors (non-renewable) PHI Certification | 1-CO2 factors GEMIS (Germany)
[5 empty] | Technology | AEE | CO2 | Lifespan | PER-factor | 1-PE-factors (non-renewable) PHI Certification | 1-CO2 factors GEMIS (Germany) | [8 empty] | 1- | 0 | 0 | 0
[6 empty] | kWh/Wp | kg/Wp | years | kWhprim-el/ kWhFinal | kWhprim/ kWhFinal | kgCO2eq/ kWhFinal | [8 empty] | 2-Amorph-Si | 1 | 0 | 0.063
|  |  |  | 1 | [15 empty] | 3-CIGS | 1 | 0 | 0.063
|  |  |  | 2 | Amorph-Si | 7.955 | 1.1417 | 30 | 1 | 0 | 0.063 | [8 empty] | 4-Mono-Si | 1 | 0 | 0.13
|  |  |  | 3 | CIGS | 5.805 | 0.78818 | 30 | 1 | 0 | 0.063 | [8 empty] | 5-Poly-Si | 1 | 0 | 0.063
|  |  |  | 4 | Mono-Si | 11.85 | 1.7821 | 30 | 1 | 0 | 0.13
|  |  |  | 5 | Poly-Si | 8.04 | 1.5959 | 30 | 1 | 0 | 0.063
▼ |  | System 1
|  |  | Information from the module data sheet |  |  |  | Annual yield of inverter |  | Electricity | PER-factor | 1-PE-factors (non-renewable) PHI Certification |  | 1-CO2 factors GEMIS (Germany) | Specific PE value (non-renewable) | Specific value of CO2-equivalent emissions [g/kWh]
|  |  | 5-Poly-Si | [6 empty] | 1 | 0 |  | 0.063 | 0.29358 | 58.2728
|  |  | Nominal current | IMPP0 | 7.5 | A |  | kWh/a | 2629.1051 | 2629.1051 | 0 |  | 165.6336 | kgCO2eq/a (absolute)
|  |  | Nominal voltage | UMPP0 | 24 | V |  | kWh/m²Projected*a | 38.1272 | 38.1272 | 0 |  | 2.402 | CO2eq/m²Projected*a (projected building footprint)
|  |  | Nominal power | Pn | 180 | Wp
|  |  | Temperature coefficient short-circuit current | a | 0.004 | %/K
|  |  | Temperature coefficient open-circuit voltage | b | -0.3 | %/K
Further specifications
|  |  | Latitude |  | 52.683 | °
|  |  | Number of modules | nM | 16
|  |  | Deviation from North |  | 157 | °
|  |  | Angle of inclination from horizontal |  | 26 | °
|  |  | Height of module array |  | 3.5 | m
|  |  | Height of horizon | hHori | 3 | m
|  |  | Horizontal distance | aHori | 10 | m
|  |  | Additional reduction factor shading | rother | 1
|  |  | Efficiency of the inverter | hHRV | 0.97
|  |  | Annual losses due to shading |  | 308.0541 | kWh
|  |  |  | Jan | Feb | Mar | Apr | May | Jun | Jul | Aug | Sep | Oct | Nov | Dec |  | Year
|  |  | Solar radiation on tilted surface | 28.2402 | 48.5733 | 85.2899 | 121.8093 | 155.861 | 147.0106 | 150.9849 | 140.0473 | 95.7456 | 65.0625 | 34.3551 | 22.2794 | kWh/(m²month) | 1095.2592 | kWh/(m²a)
|  |  | Ambient temperature | 4.912 | 5.412 | 6.912 | 9.012 | 12.112 | 15.212 | 16.712 | 17.412 | 14.912 | 11.312 | 7.612 | 5.212 | °C | 10.562 | °C
|  |  | Total monthly yield | 69.1168 | 118.7363 | 207.72 | 295.1023 | 374.5963 | 350.4303 | 358.4416 | 331.8379 | 228.4138 | 156.6972 | 83.5246 | 54.4881 | kWh/month | 2629.1051 | kWh/a
|  |  | Losses through shading situation | 8.0985 | 13.9124 | 24.3387 | 34.5774 | 43.8917 | 41.0602 | 41.9989 | 38.8817 | 26.7634 | 18.3603 | 9.7866 | 6.3844 | kWh/month | 308.0541 | kWh/a
|  |  |  | Januar | Februar | März | April | Mai | Juni | Juli | August | September | Oktober | November | Dezember | Jahreswerte
|  |  | Monat | 1 | 2 | 3 | 4 | 5 | 6 | 7 | 8 | 9 | 10 | 11 | 12 | Summe/Mittelwert
|  |  | Tage im jeweiligen Monat [d] | 31 | 28 | 31 | 30 | 31 | 30 | 31 | 31 | 30 | 31 | 30 | 31 | 365
|  |  | Zeit im jeweiligen Monat [h] | 744 | 672 | 744 | 720 | 744 | 720 | 744 | 744 | 720 | 744 | 720 | 744 | 8760
|  |  | AußenTemp [°C] | 4.912 | 5.412 | 6.912 | 9.012 | 12.112 | 15.212 | 16.712 | 17.412 | 14.912 | 11.312 | 7.612 | 5.212 | 10.562
|  |  | Strahlung auf geneigte Fläche [kWh/m²/Monat] | 28.2402 | 48.5733 | 85.2899 | 121.8093 | 155.861 | 147.0106 | 150.9849 | 140.0473 | 95.7456 | 65.0625 | 34.3551 | 22.2794 | 1095.2592
Strahlung und Verschattung einer geneigten Modulfläche
|  |  | Orientierungsberechnung | Februar 2: Exponent; März 3: 20; April 4: Rad; Mai 5: 0.017453; Juni 6: Albedo; Juli 7: 0.106 |  |  |  |  | Verschattungsroutine
|  |  | Klimadaten | Januar 1: Monate |  |  |  |  | Horizont Winter |  |  | Pi/180 | 0.017453 | m | b |  | m | b |  | Horizont Sommer |  |  | Pi/180 | 0.017453 | m | b |  | m | b
|  |  |  | 1 | 2 | 3 | 4 | 5 | 6 | 7 | 8 | 9 | 10 | 11 | 12 | [7 empty] | Horizontal |  | 0.011953 | -0.262 | 90 | 0.00064023 | 0.09982 | 90 |  |  |  | Horizontal |  | 0.011087 | 0.24527 | 90 | 0.019421 | -0.36331 | 15
[23 empty] | r | a | 0.011953 | -0.262 |  | 0.00064023 | 0.09982 |  |  |  |  | r | a | 0.011087 | 0.24527 |  | -0.0067188 | 0.074359 | 90
|  |  | Radiation North | 7 | 11 | 21 | 32 | 44 | 52 | 49 | 38 | 24 | 16 | 8 | 5 | [6 empty] | S | 0.36774 | 1.8768 | 0.0014765 | 0.49085 | 90 | 0.0063964 | 0.27619 | 90 |  |  | S | 0.82938 | -0.27961 | -0.00035781 | 0.43974 | 90 | -0.0018923 | -0.25148 | 90
|  |  | Radiation East | 15 | 27 | 48 | 72 | 100 | 96 | 99 | 85 | 55 | 34 | 18 | 11 | [6 empty] | O/W | 0.56864 | 0.61317 | 0.0014765 | 0.49085 |  | 0.0063964 | 0.27619 |  |  |  | O/W | 0.42089 | -0.35117 | -0.00035781 | 0.43974 |  | -0.0018923 | -0.25148
|  |  | Radiation South | 44 | 63 | 84 | 94 | 100 | 88 | 93 | 100 | 85 | 74 | 50 | 38 | [6 empty] | N | 0.81483 | 0.50013 | -0.0013076 | 0.88372 | 90 | 0.00056353 | 0.47044 | 90 |  |  | N | 0.15385 | -0.30452 | -0.021768 | 0.81389 | 30 | 0.0071118 | -0.18353 | 15
|  |  | Radiation West | 17 | 27 | 50 | 74 | 90 | 92 | 93 | 86 | 56 | 39 | 20 | 13 | [9 empty] | -0.0013076 | 0.88372 |  | 0.00056353 | 0.47044 | [6 empty] | 0.0017764 | 0.060265 | 90 | -0.0065131 | 0.038607 | 90
|  |  | Horizontal radiation | 21 | 38 | 74 | 115 | 157 | 155 | 156 | 136 | 86 | 54 | 26 | 16 | [7 empty] | Senkrecht |  | m | b | [7 empty] | Senkrecht |  | m | b
|  |  | unten | 2.226 | 4.028 | 7.844 | 12.19 | 16.642 | 16.43 | 16.536 | 14.416 | 9.116 | 5.724 | 2.756 | 1.696 | [7 empty] | r | a | -0.001532 | 0.15106 | 90 | 2.5e-07 | 0.66271 | 90 |  |  |  | r | a | -0.0054975 | 0.59156 | 15 | 0.034365 | -1.4973 | 30
[22 empty] | S | 0.070346 | 2.5886 | -0.001532 | 0.15106 |  | 2.5e-07 | 0.66271 |  |  |  | S | 0.86705 | -0.45775 | 0.0092459 | 0.37995 | 90 | -0.0079931 | -0.036651 | 90
|  | Ost-West | A0 | 13.8065 | 24.007 | 44.961 | 68.2975 | 90.9105 | 89.8575 | 91.134 | 80.354 | 51.529 | 33.181 | 16.689 | 10.424 | [6 empty] | O/W | 0.82255 | -1.1905 | 0.0010818 | 0.76555 | 90 | -0.0095713 | -0.68621 | 90 |  |  | O/W | 0.80019 | -0.9086 | 0.00068723 | 0.76398 | 90 | -0.0036876 | -0.71432 | 90
|  |  | A1 | 9.387 | 16.986 | 33.078 | 51.405 | 70.179 | 69.285 | 69.732 | 60.792 | 38.442 | 24.138 | 11.622 | 7.152
|  |  | A2 | -2.1935 | -2.993 | -4.039 | -4.7025 | -4.0895 | -4.1425 | -4.866 | -5.146 | -3.971 | -3.319 | -2.311 | -1.576
|  |  | B1 | 1 | 0 | 1 | 1 | -5 | -2 | -3 | 0.5 | 0.5 | 2.5 | 1 | 1 | [6 empty] | N | 0.63334 | -1.3862 | 0.0010818 | 0.76555 |  | -0.0095713 | -0.68621 |  |  |  | N | 0.59039 | -1.4044 | 0.00068723 | 0.76398 |  | -0.0036876 | -0.71432
|  | Nord-Süd | A0 | 18.5565 | 29.007 | 46.711 | 63.2975 | 79.4105 | 77.8575 | 78.634 | 72.104 | 51.029 | 37.431 | 21.689 | 15.174 | [9 empty] | 0.0018772 | 0.53444 | 90 | 0.0050448 | -1.652 | 90 | [5 empty] | -0.012691 | 0.79326 | 30 | -0.041642 | -0.30958 | 38
|  |  | A1 | 20.7453 | 31.0568 | 45.6772 | 60.0289 | 75.5585 | 71.585 | 73.1201 | 68.2398 | 49.0718 | 37.7312 | 24.0015 | 17.9834 | [9 empty] | 0.0018772 | 0.53444 |  | 0.0050448 | -1.652 | [6 empty] | 0.0079821 | 0.16987 | 90 | 0.02508 | -2.7257 | 90
|  |  | A2 | 6.1198 | 9.1617 | 13.4445 | 16.9256 | 18.8931 | 14.2169 | 16.1746 | 18.443 | 14.3402 | 11.1282 | 7.0804 | 5.3051 |  |  |  |  | Neigung | Azimut | hh/dh | Azimut_unten | hor1 | hor2 | ipol_hor | senk1 | senk2 | ipol_senk | Vfaktor_Hori | Neigung | Azimut | hh/dh | Azimut_unten | hor1 | hor2 | ipol_hor | senk1 | senk2 | ipol_senk | Vfaktor_Hori
|  |  | alpha | -1.1012 | -0.9921 | -0.76097 | -0.54266 | -0.37963 | -0.25418 | -0.30561 | -0.47156 | -0.67071 | -0.87664 | -1.0653 | -1.1618 |  |  |  |  | 26 | 157 | 0.3 | 90 | 0.9778 | 0.90558 | 0.91661 | 0.75297 | 0.81412 | 0.80478 | 0.89512 | 26 | 157 | 0.3 | 90 | 0.95791 | 0.93327 | 0.93703 | 0.80909 | 0.88875 | 0.87658 | 0.92541
|  |  | cos^n alpha | 1.2947e-07 | 5.7371e-06 | 0.0015733 | 0.044967 | 0.22828 | 0.52041 | 0.38717 | 0.099123 | 0.0075768 | 0.00013183 | 5.0218e-07 | 9.7979e-09
|  |  |  | 1 | 2 | 3 | 4 | 5 | 6 | 7 | 8 | 9 | 10 | 11 | 12 | Summe | a | 0.00083
|  |  | B2 | 4.1258 | 4.7092 | 6.4534 | 8.5934 | 9.1426 | 9.3718 | 9.7796 | 9.5463 | 6.9127 | 5.6432 | 4.1906 | 3.6984 |  | b | 0.01
|  |  | Esouth | 32.8006 | 55.8711 | 97.516 | 138.229 | 174.7981 | 164.7629 | 169.2784 | 158.4249 | 109.0566 | 74.9955 | 39.8134 | 25.999 |  | c | 0.0081
|  |  | Enorth | 12.6367 | 22.8348 | 48.2384 | 81.1374 | 119.3006 | 125.1731 | 122.7389 | 98.8841 | 57.8303 | 33.9368 | 15.4539 | 9.416
|  |  | Ewest | 21.3314 | 37.4312 | 72.643 | 112.0432 | 149.2774 | 148.7033 | 149.4978 | 132.0445 | 83.8548 | 53.9286 | 26.1504 | 16.3203
|  |  | Eeast | 20.4547 | 37.4312 | 71.7663 | 111.1665 | 153.6611 | 150.4568 | 152.128 | 131.6061 | 83.4165 | 51.7368 | 25.2736 | 15.4435
|  |  | Globalstrahlung | 31.5491 | 54.2646 | 95.2834 | 136.0818 | 174.1234 | 164.236 | 168.6759 | 156.4568 | 106.9642 | 72.6859 | 38.3805 | 24.8899 | 1223.5915
|  |  | Ergebnis: Strahlung mit Verschattung [kWh/(m²mon)] | 28.2402 | 48.5733 | 85.2899 | 121.8093 | 155.861 | 147.0106 | 150.9849 | 140.0473 | 95.7456 | 65.0625 | 34.3551 | 22.2794 | 1095.2592
|  |  | Ertrag mit Verschattung | 69.1168 | 118.7363 | 207.72 | 295.1023 | 374.5963 | 350.4303 | 358.4416 | 331.8379 | 228.4138 | 156.6972 | 83.5246 | 54.4881 | 2629.1051
|  |  | Ertrag ohne Verschattung | 77.2153 | 132.6487 | 232.0587 | 329.6797 | 418.488 | 391.4905 | 400.4404 | 370.7195 | 255.1772 | 175.0575 | 93.3113 | 60.8726 | 2937.1593
|  |  | PE-Faktor (nicht-erneuerbar) | 1: 0.29358
|  |  | CO2-Faktor | 1: 58.2728
▼ |  | System 2
|  |  | Information from the module data sheet | 4: Annual yield of inverter; 6: Electricity; 7: PER-factor; 8: 1-PE-factors (non-renewable) PHI Certification; 10: 1-CO2 factors GEMIS (Germany); 11: Specific PE value (non-renewable); 12: Specific value of CO2-equivalent emissions [g/kWh]
|  |  | 0 | 7: #N/A; 8: #N/A; 10: #N/A
|  |  | Nominal current | IMPP0 | 0 | A |  | kWh/a |  | #N/A | #N/A |  | #N/A | kgCO2eq/a (absolute)
|  |  | Nominal voltage | UMPP0 | 0 | V |  | kWh/m²Projected*a | #VALUE! | #N/A | #N/A |  | #N/A | CO2eq/m²Projected*a (projected building footprint)
|  |  | Nominal power | 1: Pn; 2: 0; 3: Wp
|  |  | Temperature coefficient short-circuit current | 1: a; 2: 0; 3: %/K
|  |  | Temperature coefficient open-circuit voltage | 1: b; 2: 0; 3: %/K
Further specifications
|  |  | Latitude | 2: 52.683; 3: °
|  |  | Number of modules | 1: nM; 2: 0
Deviation from North | bar: 3
Angle of inclination from horizontal | bar: 3
Height of module array | bar: 2 to 3
|  |  | Height of horizon | 1: hHori; 2: 0; 3: m
|  |  | Horizontal distance | 1: aHori; 2: 1000; 3: m
|  |  | Additional reduction factor shading | 1: rother; 2: 1
|  |  | Efficiency of the inverter | 1: hHRV; 2: 0
|  |  | Annual losses due to shading | 3: kWh
|  |  |  | Jan | Feb | Mar | Apr | May | Jun | Jul | Aug | Sep | Oct | Nov | Dec |  | Year
|  |  | Solar radiation on tilted surface | [12 empty] | kWh/m²/month |  | kWh/m²/a
|  |  | Ambient temperature | 4.912 | 5.412 | 6.912 | 9.012 | 12.112 | 15.212 | 16.712 | 17.412 | 14.912 | 11.312 | 7.612 | 5.212 | °C | 10.562 | °C
|  |  | Total monthly yield | [12 empty] | kWh/month |  | kWh/a
|  |  | Losses through shading situation | [12 empty] | kWh/month |  | kWh/a
|  |  |  | Januar | Februar | März | April | Mai | Juni | Juli | August | September | Oktober | November | Dezember | Jahreswerte
|  |  | Monat | 1 | 2 | 3 | 4 | 5 | 6 | 7 | 8 | 9 | 10 | 11 | 12 | Summe/Mittelwert
|  |  | Tage im jeweiligen Monat [d] | 31 | 28 | 31 | 30 | 31 | 30 | 31 | 31 | 30 | 31 | 30 | 31 | 365
|  |  | Zeit im jeweiligen Monat [h] | 744 | 672 | 744 | 720 | 744 | 720 | 744 | 744 | 720 | 744 | 720 | 744 | 8760
|  |  | AußenTemp [°C] | 4.912 | 5.412 | 6.912 | 9.012 | 12.112 | 15.212 | 16.712 | 17.412 | 14.912 | 11.312 | 7.612 | 5.212 | 10.562
|  |  | Strahlung auf geneigte Fläche [kWh/m²/Monat] | [12 empty] | 0
Strahlung und Verschattung einer geneigten Modulfläche
|  |  | Orientierungsberechnung | Februar 2: Exponent; März 3: 20; April 4: Rad; Mai 5: 0.017453; Juni 6: Albedo; Juli 7: 0.106 |  |  |  |  | Verschattungsroutine
|  |  | Klimadaten | Januar 1: Monate |  |  |  |  | Horizont Winter |  |  | Pi/180 | 0.017453 | m | b |  | m | b |  | Horizont Sommer |  |  | Pi/180 | 0.017453 | m | b |  | m | b
|  |  |  | 1 | 2 | 3 | 4 | 5 | 6 | 7 | 8 | 9 | 10 | 11 | 12 | [7 empty] | Horizontal |  | 0.011953 | -0.262 | 90 | 0.00064023 | 0.09982 | 90 |  |  |  | Horizontal |  | 0.011087 | 0.24527 | 90 | 0.019421 | -0.36331 | 15
[23 empty] | r | a | 0.011953 | -0.262 |  | 0.00064023 | 0.09982 |  |  |  |  | r | a | 0.011087 | 0.24527 |  | -0.0067188 | 0.074359 | 90
|  |  | Radiation North | 7 | 11 | 21 | 32 | 44 | 52 | 49 | 38 | 24 | 16 | 8 | 5 | [6 empty] | S | 0.36774 | 1.8768 | 0.0014765 | 0.49085 | 90 | 0.0063964 | 0.27619 | 90 |  |  | S | 0.82938 | -0.27961 | -0.00035781 | 0.43974 | 90 | -0.0018923 | -0.25148 | 90
|  |  | Radiation East | 15 | 27 | 48 | 72 | 100 | 96 | 99 | 85 | 55 | 34 | 18 | 11 | [6 empty] | O/W | 0.56864 | 0.61317 | 0.0014765 | 0.49085 |  | 0.0063964 | 0.27619 |  |  |  | O/W | 0.42089 | -0.35117 | -0.00035781 | 0.43974 |  | -0.0018923 | -0.25148
|  |  | Radiation South | 44 | 63 | 84 | 94 | 100 | 88 | 93 | 100 | 85 | 74 | 50 | 38 | [6 empty] | N | 0.81483 | 0.50013 | -0.0013076 | 0.88372 | 90 | 0.00056353 | 0.47044 | 90 |  |  | N | 0.15385 | -0.30452 | -0.021768 | 0.81389 | 30 | 0.0071118 | -0.18353 | 15
|  |  | Radiation West | 17 | 27 | 50 | 74 | 90 | 92 | 93 | 86 | 56 | 39 | 20 | 13 | [9 empty] | -0.0013076 | 0.88372 |  | 0.00056353 | 0.47044 | [6 empty] | 0.0017764 | 0.060265 | 90 | -0.0065131 | 0.038607 | 90
|  |  | Horizontal radiation | 21 | 38 | 74 | 115 | 157 | 155 | 156 | 136 | 86 | 54 | 26 | 16 | [7 empty] | Senkrecht |  | m | b | [7 empty] | Senkrecht |  | m | b
|  |  | unten | 2.226 | 4.028 | 7.844 | 12.19 | 16.642 | 16.43 | 16.536 | 14.416 | 9.116 | 5.724 | 2.756 | 1.696 | [7 empty] | r | a | -0.001532 | 0.15106 | 90 | 2.5e-07 | 0.66271 | 90 |  |  |  | r | a | -0.0054975 | 0.59156 | 15 | 0.034365 | -1.4973 | 30
[22 empty] | S | 0.070346 | 2.5886 | -0.001532 | 0.15106 |  | 2.5e-07 | 0.66271 |  |  |  | S | 0.86705 | -0.45775 | 0.0092459 | 0.37995 | 90 | -0.0079931 | -0.036651 | 90
|  | Ost-West | A0 | 13.8065 | 24.007 | 44.961 | 68.2975 | 90.9105 | 89.8575 | 91.134 | 80.354 | 51.529 | 33.181 | 16.689 | 10.424 | [6 empty] | O/W | 0.82255 | -1.1905 | 0.0010818 | 0.76555 | 90 | -0.0095713 | -0.68621 | 90 |  |  | O/W | 0.80019 | -0.9086 | 0.00068723 | 0.76398 | 90 | -0.0036876 | -0.71432 | 90
|  |  | A1 | 9.387 | 16.986 | 33.078 | 51.405 | 70.179 | 69.285 | 69.732 | 60.792 | 38.442 | 24.138 | 11.622 | 7.152
|  |  | A2 | -2.1935 | -2.993 | -4.039 | -4.7025 | -4.0895 | -4.1425 | -4.866 | -5.146 | -3.971 | -3.319 | -2.311 | -1.576
|  |  | B1 | 1 | 0 | 1 | 1 | -5 | -2 | -3 | 0.5 | 0.5 | 2.5 | 1 | 1 | [6 empty] | N | 0.63334 | -1.3862 | 0.0010818 | 0.76555 |  | -0.0095713 | -0.68621 |  |  |  | N | 0.59039 | -1.4044 | 0.00068723 | 0.76398 |  | -0.0036876 | -0.71432
|  | Nord-Süd | A0 | 18.5565 | 29.007 | 46.711 | 63.2975 | 79.4105 | 77.8575 | 78.634 | 72.104 | 51.029 | 37.431 | 21.689 | 15.174 | [9 empty] | 0.0018772 | 0.53444 | 90 | 0.0050448 | -1.652 | 90 | [5 empty] | -0.012691 | 0.79326 | 30 | -0.041642 | -0.30958 | 38
|  |  | A1 | 20.7453 | 31.0568 | 45.6772 | 60.0289 | 75.5585 | 71.585 | 73.1201 | 68.2398 | 49.0718 | 37.7312 | 24.0015 | 17.9834 | [9 empty] | 0.0018772 | 0.53444 |  | 0.0050448 | -1.652 | [6 empty] | 0.0079821 | 0.16987 | 90 | 0.02508 | -2.7257 | 90
|  |  | A2 | 6.1198 | 9.1617 | 13.4445 | 16.9256 | 18.8931 | 14.2169 | 16.1746 | 18.443 | 14.3402 | 11.1282 | 7.0804 | 5.3051 |  |  |  |  | Neigung | Azimut | hh/dh | Azimut_unten | hor1 | hor2 | ipol_hor | senk1 | senk2 | ipol_senk | Vfaktor_Hori | Neigung | Azimut | hh/dh | Azimut_unten | hor1 | hor2 | ipol_hor | senk1 | senk2 | ipol_senk | Vfaktor_Hori
|  |  | alpha | -1.1012 | -0.9921 | -0.76097 | -0.54266 | -0.37963 | -0.25418 | -0.30561 | -0.47156 | -0.67071 | -0.87664 | -1.0653 | -1.1618 | [6 empty] | 0 | #VALUE! | #VALUE! | #VALUE! | #VALUE! | #VALUE! | #VALUE! | #VALUE! | #VALUE! |  |  | 0 | #VALUE! | #VALUE! | #VALUE! | #VALUE! | #VALUE! | #VALUE! | #VALUE! | #VALUE!
|  |  | cos^n alpha | 1.2947e-07 | 5.7371e-06 | 0.0015733 | 0.044967 | 0.22828 | 0.52041 | 0.38717 | 0.099123 | 0.0075768 | 0.00013183 | 5.0218e-07 | 9.7979e-09
|  |  |  | 1 | 2 | 3 | 4 | 5 | 6 | 7 | 8 | 9 | 10 | 11 | 12 | Summe | a | 0.00083
|  |  | B2 | 4.1258 | 4.7092 | 6.4534 | 8.5934 | 9.1426 | 9.3718 | 9.7796 | 9.5463 | 6.9127 | 5.6432 | 4.1906 | 3.6984 |  | b | 0.01
|  |  | Esouth | #VALUE! | #VALUE! | #VALUE! | #VALUE! | #VALUE! | #VALUE! | #VALUE! | #VALUE! | #VALUE! | #VALUE! | #VALUE! | #VALUE! |  | c | 0.0081
|  |  | Enorth | #VALUE! | #VALUE! | #VALUE! | #VALUE! | #VALUE! | #VALUE! | #VALUE! | #VALUE! | #VALUE! | #VALUE! | #VALUE! | #VALUE!
|  |  | Ewest | #VALUE! | #VALUE! | #VALUE! | #VALUE! | #VALUE! | #VALUE! | #VALUE! | #VALUE! | #VALUE! | #VALUE! | #VALUE! | #VALUE!
|  |  | Eeast | #VALUE! | #VALUE! | #VALUE! | #VALUE! | #VALUE! | #VALUE! | #VALUE! | #VALUE! | #VALUE! | #VALUE! | #VALUE! | #VALUE!
|  |  | Globalstrahlung | [12 empty] | 0
|  |  | Ergebnis: Strahlung mit Verschattung [kWh/(m²mon)] | [12 empty] | 0
|  |  | Ertrag mit Verschattung | #VALUE! | #VALUE! | #VALUE! | #VALUE! | #VALUE! | #VALUE! | #VALUE! | #VALUE! | #VALUE! | #VALUE! | #VALUE! | #VALUE! | #VALUE!
|  |  | Ertrag ohne Verschattung | #VALUE! | #VALUE! | #VALUE! | #VALUE! | #VALUE! | #VALUE! | #VALUE! | #VALUE! | #VALUE! | #VALUE! | #VALUE! | #VALUE! | #VALUE!
|  |  | PE-Faktor (nicht-erneuerbar) | 1: #VALUE!
|  |  | CO2-Faktor | 1: #VALUE!
▼ |  | System 3
|  |  | Information from the module data sheet | 4: Annual yield of inverter; 6: Electricity; 7: PER-factor; 8: 1-PE-factors (non-renewable) PHI Certification; 10: 1-CO2 factors GEMIS (Germany); 11: Specific PE value (non-renewable); 12: Specific value of CO2-equivalent emissions [g/kWh]
|  | Technology | 0 | 7: #N/A; 8: #N/A; 10: #N/A
|  |  | Nominal current | IMPP0 | 0 | A |  | kWh/a |  | #N/A | #N/A |  | #N/A | kgCO2eq/a (absolute)
|  |  | Nominal voltage | UMPP0 | 0 | V |  | kWh/m²Projected*a | #VALUE! | #N/A | #N/A |  | #N/A | CO2eq/m²Projected*a (projected building footprint)
|  |  | Nominal power | 1: Pn; 2: 0; 3: Wp
|  |  | Temperature coefficient short-circuit current | 1: a; 2: 0; 3: %/K
|  |  | Temperature coefficient open-circuit voltage | 1: b; 2: 0; 3: %/K
Further specifications
|  |  | Latitude | 2: 52.683; 3: °; 4: ('Climate' worksheet)
|  |  | Number of modules | 1: nM; 2: 0
Deviation from North | bar: 3
Angle of inclination from horizontal | bar: 3
Height of module array | bar: 2 to 3
|  |  | Height of horizon | 1: hHori; 2: 0; 3: m
|  |  | Horizontal distance | 1: aHori; 2: 1000; 3: m
|  |  | Additional reduction factor shading | 1: rother; 2: 1
|  |  | Efficiency of the inverter | 1: hHRV; 2: 0
|  |  | Annual losses due to shading | 3: kWh
|  |  |  | Jan | Feb | Mar | Apr | May | Jun | Jul | Aug | Sep | Oct | Nov | Dec |  | Year
|  |  | Solar radiation on tilted surface | [12 empty] | kWh/m²/month |  | kWh/m²/a
|  |  | Ambient temperature | 4.912 | 5.412 | 6.912 | 9.012 | 12.112 | 15.212 | 16.712 | 17.412 | 14.912 | 11.312 | 7.612 | 5.212 | °C | 10.562 | °C
|  |  | Total monthly yield | [12 empty] | kWh/month |  | kWh/a
|  |  | Losses through shading situation | [12 empty] | kWh/month |  | kWh/a
|  |  |  | Januar | Februar | März | April | Mai | Juni | Juli | August | September | Oktober | November | Dezember | Jahreswerte
|  |  | Monat | 1 | 2 | 3 | 4 | 5 | 6 | 7 | 8 | 9 | 10 | 11 | 12 | Summe/Mittelwert
|  |  | Tage im jeweiligen Monat [d] | 31 | 28 | 31 | 30 | 31 | 30 | 31 | 31 | 30 | 31 | 30 | 31 | 365
|  |  | Zeit im jeweiligen Monat [h] | 744 | 672 | 744 | 720 | 744 | 720 | 744 | 744 | 720 | 744 | 720 | 744 | 8760
|  |  | AußenTemp [°C] | 4.912 | 5.412 | 6.912 | 9.012 | 12.112 | 15.212 | 16.712 | 17.412 | 14.912 | 11.312 | 7.612 | 5.212 | 10.562
|  |  | Strahlung auf geneigte Fläche [kWh/m²/Monat] | [12 empty] | 0
Strahlung und Verschattung einer geneigten Modulfläche
|  |  | Orientierungsberechnung | Februar 2: Exponent; März 3: 20; April 4: Rad; Mai 5: 0.017453; Juni 6: Albedo; Juli 7: 0.106 |  |  |  |  | Verschattungsroutine
|  |  | Klimadaten | Januar 1: Monate |  |  |  |  | Horizont Winter |  |  | Pi/180 | 0.017453 | m | b |  | m | b |  | Horizont Sommer |  |  | Pi/180 | 0.017453 | m | b |  | m | b
|  |  |  | 1 | 2 | 3 | 4 | 5 | 6 | 7 | 8 | 9 | 10 | 11 | 12 | [7 empty] | Horizontal |  | 0.011953 | -0.262 | 90 | 0.00064023 | 0.09982 | 90 |  |  |  | Horizontal |  | 0.011087 | 0.24527 | 90 | 0.019421 | -0.36331 | 15
[23 empty] | r | a | 0.011953 | -0.262 |  | 0.00064023 | 0.09982 |  |  |  |  | r | a | 0.011087 | 0.24527 |  | -0.0067188 | 0.074359 | 90
|  |  | Radiation North | 7 | 11 | 21 | 32 | 44 | 52 | 49 | 38 | 24 | 16 | 8 | 5 | [6 empty] | S | 0.36774 | 1.8768 | 0.0014765 | 0.49085 | 90 | 0.0063964 | 0.27619 | 90 |  |  | S | 0.82938 | -0.27961 | -0.00035781 | 0.43974 | 90 | -0.0018923 | -0.25148 | 90
|  |  | Radiation East | 15 | 27 | 48 | 72 | 100 | 96 | 99 | 85 | 55 | 34 | 18 | 11 | [6 empty] | O/W | 0.56864 | 0.61317 | 0.0014765 | 0.49085 |  | 0.0063964 | 0.27619 |  |  |  | O/W | 0.42089 | -0.35117 | -0.00035781 | 0.43974 |  | -0.0018923 | -0.25148
|  |  | Radiation South | 44 | 63 | 84 | 94 | 100 | 88 | 93 | 100 | 85 | 74 | 50 | 38 | [6 empty] | N | 0.81483 | 0.50013 | -0.0013076 | 0.88372 | 90 | 0.00056353 | 0.47044 | 90 |  |  | N | 0.15385 | -0.30452 | -0.021768 | 0.81389 | 30 | 0.0071118 | -0.18353 | 15
|  |  | Radiation West | 17 | 27 | 50 | 74 | 90 | 92 | 93 | 86 | 56 | 39 | 20 | 13 | [9 empty] | -0.0013076 | 0.88372 |  | 0.00056353 | 0.47044 | [6 empty] | 0.0017764 | 0.060265 | 90 | -0.0065131 | 0.038607 | 90
|  |  | Horizontal radiation | 21 | 38 | 74 | 115 | 157 | 155 | 156 | 136 | 86 | 54 | 26 | 16 | [7 empty] | Senkrecht |  | m | b | [7 empty] | Senkrecht |  | m | b
|  |  | unten | 2.226 | 4.028 | 7.844 | 12.19 | 16.642 | 16.43 | 16.536 | 14.416 | 9.116 | 5.724 | 2.756 | 1.696 | [7 empty] | r | a | -0.001532 | 0.15106 | 90 | 2.5e-07 | 0.66271 | 90 |  |  |  | r | a | -0.0054975 | 0.59156 | 15 | 0.034365 | -1.4973 | 30
[22 empty] | S | 0.070346 | 2.5886 | -0.001532 | 0.15106 |  | 2.5e-07 | 0.66271 |  |  |  | S | 0.86705 | -0.45775 | 0.0092459 | 0.37995 | 90 | -0.0079931 | -0.036651 | 90
|  | Ost-West | A0 | 13.8065 | 24.007 | 44.961 | 68.2975 | 90.9105 | 89.8575 | 91.134 | 80.354 | 51.529 | 33.181 | 16.689 | 10.424 | [6 empty] | O/W | 0.82255 | -1.1905 | 0.0010818 | 0.76555 | 90 | -0.0095713 | -0.68621 | 90 |  |  | O/W | 0.80019 | -0.9086 | 0.00068723 | 0.76398 | 90 | -0.0036876 | -0.71432 | 90
|  |  | A1 | 9.387 | 16.986 | 33.078 | 51.405 | 70.179 | 69.285 | 69.732 | 60.792 | 38.442 | 24.138 | 11.622 | 7.152
|  |  | A2 | -2.1935 | -2.993 | -4.039 | -4.7025 | -4.0895 | -4.1425 | -4.866 | -5.146 | -3.971 | -3.319 | -2.311 | -1.576
|  |  | B1 | 1 | 0 | 1 | 1 | -5 | -2 | -3 | 0.5 | 0.5 | 2.5 | 1 | 1 | [6 empty] | N | 0.63334 | -1.3862 | 0.0010818 | 0.76555 |  | -0.0095713 | -0.68621 |  |  |  | N | 0.59039 | -1.4044 | 0.00068723 | 0.76398 |  | -0.0036876 | -0.71432
|  | Nord-Süd | A0 | 18.5565 | 29.007 | 46.711 | 63.2975 | 79.4105 | 77.8575 | 78.634 | 72.104 | 51.029 | 37.431 | 21.689 | 15.174 | [9 empty] | 0.0018772 | 0.53444 | 90 | 0.0050448 | -1.652 | 90 | [5 empty] | -0.012691 | 0.79326 | 30 | -0.041642 | -0.30958 | 38
|  |  | A1 | 20.7453 | 31.0568 | 45.6772 | 60.0289 | 75.5585 | 71.585 | 73.1201 | 68.2398 | 49.0718 | 37.7312 | 24.0015 | 17.9834 | [9 empty] | 0.0018772 | 0.53444 |  | 0.0050448 | -1.652 | [6 empty] | 0.0079821 | 0.16987 | 90 | 0.02508 | -2.7257 | 90
|  |  | A2 | 6.1198 | 9.1617 | 13.4445 | 16.9256 | 18.8931 | 14.2169 | 16.1746 | 18.443 | 14.3402 | 11.1282 | 7.0804 | 5.3051 |  |  |  |  | Neigung | Azimut | hh/dh | Azimut_unten | hor1 | hor2 | ipol_hor | senk1 | senk2 | ipol_senk | Vfaktor_Hori | Neigung | Azimut | hh/dh | Azimut_unten | hor1 | hor2 | ipol_hor | senk1 | senk2 | ipol_senk | Vfaktor_Hori
|  |  | alpha | -1.1012 | -0.9921 | -0.76097 | -0.54266 | -0.37963 | -0.25418 | -0.30561 | -0.47156 | -0.67071 | -0.87664 | -1.0653 | -1.1618 | [6 empty] | 0 | #VALUE! | #VALUE! | #VALUE! | #VALUE! | #VALUE! | #VALUE! | #VALUE! | #VALUE! |  |  | 0 | #VALUE! | #VALUE! | #VALUE! | #VALUE! | #VALUE! | #VALUE! | #VALUE! | #VALUE!
|  |  | cos^n alpha | 1.2947e-07 | 5.7371e-06 | 0.0015733 | 0.044967 | 0.22828 | 0.52041 | 0.38717 | 0.099123 | 0.0075768 | 0.00013183 | 5.0218e-07 | 9.7979e-09
|  |  |  | 1 | 2 | 3 | 4 | 5 | 6 | 7 | 8 | 9 | 10 | 11 | 12 | Summe | a | 0.00083
|  |  | B2 | 4.1258 | 4.7092 | 6.4534 | 8.5934 | 9.1426 | 9.3718 | 9.7796 | 9.5463 | 6.9127 | 5.6432 | 4.1906 | 3.6984 |  | b | 0.01
|  |  | Esouth | #VALUE! | #VALUE! | #VALUE! | #VALUE! | #VALUE! | #VALUE! | #VALUE! | #VALUE! | #VALUE! | #VALUE! | #VALUE! | #VALUE! |  | c | 0.0081
|  |  | Enorth | #VALUE! | #VALUE! | #VALUE! | #VALUE! | #VALUE! | #VALUE! | #VALUE! | #VALUE! | #VALUE! | #VALUE! | #VALUE! | #VALUE!
|  |  | Ewest | #VALUE! | #VALUE! | #VALUE! | #VALUE! | #VALUE! | #VALUE! | #VALUE! | #VALUE! | #VALUE! | #VALUE! | #VALUE! | #VALUE!
|  |  | Eeast | #VALUE! | #VALUE! | #VALUE! | #VALUE! | #VALUE! | #VALUE! | #VALUE! | #VALUE! | #VALUE! | #VALUE! | #VALUE! | #VALUE!
|  |  | Globalstrahlung | [12 empty] | 0
|  |  | Ergebnis: Strahlung mit Verschattung [kWh/(m²mon)] | [12 empty] | 0
|  |  | Ertrag mit Verschattung | #VALUE! | #VALUE! | #VALUE! | #VALUE! | #VALUE! | #VALUE! | #VALUE! | #VALUE! | #VALUE! | #VALUE! | #VALUE! | #VALUE! | #VALUE!
|  |  | Ertrag ohne Verschattung | #VALUE! | #VALUE! | #VALUE! | #VALUE! | #VALUE! | #VALUE! | #VALUE! | #VALUE! | #VALUE! | #VALUE! | #VALUE! | #VALUE! | #VALUE!
|  |  | PE-Faktor (nicht-erneuerbar) | 1: #VALUE!
|  |  | CO2-Faktor | 1: #VALUE!
▼ |  | System 4
|  |  | Information from the module data sheet | 4: Annual yield of inverter; 6: Electricity; 7: PER-factor; 8: 1-PE-factors (non-renewable) PHI Certification; 10: 1-CO2 factors GEMIS (Germany); 11: Specific PE value (non-renewable); 12: Specific value of CO2-equivalent emissions [g/kWh]
|  | Technology | 0 | 7: #N/A; 8: #N/A; 10: #N/A
|  |  | Nominal current | IMPP0 | 0 | A |  | kWh/a |  | #N/A | #N/A |  | #N/A | kgCO2eq/a (absolute)
|  |  | Nominal voltage | UMPP0 | 0 | V |  | kWh/m²Projected*a | #VALUE! | #N/A | #N/A |  | #N/A | CO2eq/m²Projected*a (projected building footprint)
|  |  | Nominal power | 1: Pn; 2: 0; 3: Wp
|  |  | Temperature coefficient short-circuit current | 1: a; 2: 0; 3: %/K
|  |  | Temperature coefficient open-circuit voltage | 1: b; 2: 0; 3: %/K
Further specifications
|  |  | Latitude | 2: 52.683; 3: °
|  |  | Number of modules | 1: nM; 2: 0
Deviation from North | bar: 3
Angle of inclination from horizontal | bar: 3
Height of module array | bar: 2 to 3
|  |  | Height of horizon | 1: hHori; 2: 0; 3: m
|  |  | Horizontal distance | 1: aHori; 2: 1000; 3: m
|  |  | Additional reduction factor shading | 1: rother; 2: 1
|  |  | Efficiency of the inverter | 1: hHRV; 2: 0
|  |  | Annual losses due to shading | 3: kWh
|  |  |  | Jan | Feb | Mar | Apr | May | Jun | Jul | Aug | Sep | Oct | Nov | Dec |  | Year
|  |  | Solar radiation on tilted surface | [12 empty] | kWh/m²/month |  | kWh/m²/a
|  |  | Ambient temperature | 4.912 | 5.412 | 6.912 | 9.012 | 12.112 | 15.212 | 16.712 | 17.412 | 14.912 | 11.312 | 7.612 | 5.212 | °C | 10.562 | °C
|  |  | Total monthly yield | [12 empty] | kWh/month |  | kWh/a
|  |  | Losses through shading situation | [12 empty] | kWh/month |  | kWh/a
|  |  |  | Januar | Februar | März | April | Mai | Juni | Juli | August | September | Oktober | November | Dezember | Jahreswerte
|  |  | Monat | 1 | 2 | 3 | 4 | 5 | 6 | 7 | 8 | 9 | 10 | 11 | 12 | Summe/Mittelwert
|  |  | Tage im jeweiligen Monat [d] | 31 | 28 | 31 | 30 | 31 | 30 | 31 | 31 | 30 | 31 | 30 | 31 | 365
|  |  | Zeit im jeweiligen Monat [h] | 744 | 672 | 744 | 720 | 744 | 720 | 744 | 744 | 720 | 744 | 720 | 744 | 8760
|  |  | AußenTemp [°C] | 4.912 | 5.412 | 6.912 | 9.012 | 12.112 | 15.212 | 16.712 | 17.412 | 14.912 | 11.312 | 7.612 | 5.212 | 10.562
|  |  | Strahlung auf geneigte Fläche [kWh/m²/Monat] | [12 empty] | 0
Strahlung und Verschattung einer geneigten Modulfläche
|  |  | Orientierungsberechnung | Februar 2: Exponent; März 3: 20; April 4: Rad; Mai 5: 0.017453; Juni 6: Albedo; Juli 7: 0.106 |  |  |  |  | Verschattungsroutine
|  |  | Klimadaten | Januar 1: Monate |  |  |  |  | Horizont Winter |  |  | Pi/180 | 0.017453 | m | b |  | m | b |  | Horizont Sommer |  |  | Pi/180 | 0.017453 | m | b |  | m | b
|  |  |  | 1 | 2 | 3 | 4 | 5 | 6 | 7 | 8 | 9 | 10 | 11 | 12 | [7 empty] | Horizontal |  | 0.011953 | -0.262 | 90 | 0.00064023 | 0.09982 | 90 |  |  |  | Horizontal |  | 0.011087 | 0.24527 | 90 | 0.019421 | -0.36331 | 15
[23 empty] | r | a | 0.011953 | -0.262 |  | 0.00064023 | 0.09982 |  |  |  |  | r | a | 0.011087 | 0.24527 |  | -0.0067188 | 0.074359 | 90
|  |  | Radiation North | 7 | 11 | 21 | 32 | 44 | 52 | 49 | 38 | 24 | 16 | 8 | 5 | [6 empty] | S | 0.36774 | 1.8768 | 0.0014765 | 0.49085 | 90 | 0.0063964 | 0.27619 | 90 |  |  | S | 0.82938 | -0.27961 | -0.00035781 | 0.43974 | 90 | -0.0018923 | -0.25148 | 90
|  |  | Radiation East | 15 | 27 | 48 | 72 | 100 | 96 | 99 | 85 | 55 | 34 | 18 | 11 | [6 empty] | O/W | 0.56864 | 0.61317 | 0.0014765 | 0.49085 |  | 0.0063964 | 0.27619 |  |  |  | O/W | 0.42089 | -0.35117 | -0.00035781 | 0.43974 |  | -0.0018923 | -0.25148
|  |  | Radiation South | 44 | 63 | 84 | 94 | 100 | 88 | 93 | 100 | 85 | 74 | 50 | 38 | [6 empty] | N | 0.81483 | 0.50013 | -0.0013076 | 0.88372 | 90 | 0.00056353 | 0.47044 | 90 |  |  | N | 0.15385 | -0.30452 | -0.021768 | 0.81389 | 30 | 0.0071118 | -0.18353 | 15
|  |  | Radiation West | 17 | 27 | 50 | 74 | 90 | 92 | 93 | 86 | 56 | 39 | 20 | 13 | [9 empty] | -0.0013076 | 0.88372 |  | 0.00056353 | 0.47044 | [6 empty] | 0.0017764 | 0.060265 | 90 | -0.0065131 | 0.038607 | 90
|  |  | Horizontal radiation | 21 | 38 | 74 | 115 | 157 | 155 | 156 | 136 | 86 | 54 | 26 | 16 | [7 empty] | Senkrecht |  | m | b | [7 empty] | Senkrecht |  | m | b
|  |  | unten | 2.226 | 4.028 | 7.844 | 12.19 | 16.642 | 16.43 | 16.536 | 14.416 | 9.116 | 5.724 | 2.756 | 1.696 | [7 empty] | r | a | -0.001532 | 0.15106 | 90 | 2.5e-07 | 0.66271 | 90 |  |  |  | r | a | -0.0054975 | 0.59156 | 15 | 0.034365 | -1.4973 | 30
[22 empty] | S | 0.070346 | 2.5886 | -0.001532 | 0.15106 |  | 2.5e-07 | 0.66271 |  |  |  | S | 0.86705 | -0.45775 | 0.0092459 | 0.37995 | 90 | -0.0079931 | -0.036651 | 90
|  | Ost-West | A0 | 13.8065 | 24.007 | 44.961 | 68.2975 | 90.9105 | 89.8575 | 91.134 | 80.354 | 51.529 | 33.181 | 16.689 | 10.424 | [6 empty] | O/W | 0.82255 | -1.1905 | 0.0010818 | 0.76555 | 90 | -0.0095713 | -0.68621 | 90 |  |  | O/W | 0.80019 | -0.9086 | 0.00068723 | 0.76398 | 90 | -0.0036876 | -0.71432 | 90
|  |  | A1 | 9.387 | 16.986 | 33.078 | 51.405 | 70.179 | 69.285 | 69.732 | 60.792 | 38.442 | 24.138 | 11.622 | 7.152
|  |  | A2 | -2.1935 | -2.993 | -4.039 | -4.7025 | -4.0895 | -4.1425 | -4.866 | -5.146 | -3.971 | -3.319 | -2.311 | -1.576
|  |  | B1 | 1 | 0 | 1 | 1 | -5 | -2 | -3 | 0.5 | 0.5 | 2.5 | 1 | 1 | [6 empty] | N | 0.63334 | -1.3862 | 0.0010818 | 0.76555 |  | -0.0095713 | -0.68621 |  |  |  | N | 0.59039 | -1.4044 | 0.00068723 | 0.76398 |  | -0.0036876 | -0.71432
|  | Nord-Süd | A0 | 18.5565 | 29.007 | 46.711 | 63.2975 | 79.4105 | 77.8575 | 78.634 | 72.104 | 51.029 | 37.431 | 21.689 | 15.174 | [9 empty] | 0.0018772 | 0.53444 | 90 | 0.0050448 | -1.652 | 90 | [5 empty] | -0.012691 | 0.79326 | 30 | -0.041642 | -0.30958 | 38
|  |  | A1 | 20.7453 | 31.0568 | 45.6772 | 60.0289 | 75.5585 | 71.585 | 73.1201 | 68.2398 | 49.0718 | 37.7312 | 24.0015 | 17.9834 | [9 empty] | 0.0018772 | 0.53444 |  | 0.0050448 | -1.652 | [6 empty] | 0.0079821 | 0.16987 | 90 | 0.02508 | -2.7257 | 90
|  |  | A2 | 6.1198 | 9.1617 | 13.4445 | 16.9256 | 18.8931 | 14.2169 | 16.1746 | 18.443 | 14.3402 | 11.1282 | 7.0804 | 5.3051 |  |  |  |  | Neigung | Azimut | hh/dh | Azimut_unten | hor1 | hor2 | ipol_hor | senk1 | senk2 | ipol_senk | Vfaktor_Hori | Neigung | Azimut | hh/dh | Azimut_unten | hor1 | hor2 | ipol_hor | senk1 | senk2 | ipol_senk | Vfaktor_Hori
|  |  | alpha | -1.1012 | -0.9921 | -0.76097 | -0.54266 | -0.37963 | -0.25418 | -0.30561 | -0.47156 | -0.67071 | -0.87664 | -1.0653 | -1.1618 | [6 empty] | 0 | #VALUE! | #VALUE! | #VALUE! | #VALUE! | #VALUE! | #VALUE! | #VALUE! | #VALUE! |  |  | 0 | #VALUE! | #VALUE! | #VALUE! | #VALUE! | #VALUE! | #VALUE! | #VALUE! | #VALUE!
|  |  | cos^n alpha | 1.2947e-07 | 5.7371e-06 | 0.0015733 | 0.044967 | 0.22828 | 0.52041 | 0.38717 | 0.099123 | 0.0075768 | 0.00013183 | 5.0218e-07 | 9.7979e-09
|  |  |  | 1 | 2 | 3 | 4 | 5 | 6 | 7 | 8 | 9 | 10 | 11 | 12 | Summe | a | 0.00083
|  |  | B2 | 4.1258 | 4.7092 | 6.4534 | 8.5934 | 9.1426 | 9.3718 | 9.7796 | 9.5463 | 6.9127 | 5.6432 | 4.1906 | 3.6984 |  | b | 0.01
|  |  | Esouth | #VALUE! | #VALUE! | #VALUE! | #VALUE! | #VALUE! | #VALUE! | #VALUE! | #VALUE! | #VALUE! | #VALUE! | #VALUE! | #VALUE! |  | c | 0.0081
|  |  | Enorth | #VALUE! | #VALUE! | #VALUE! | #VALUE! | #VALUE! | #VALUE! | #VALUE! | #VALUE! | #VALUE! | #VALUE! | #VALUE! | #VALUE!
|  |  | Ewest | #VALUE! | #VALUE! | #VALUE! | #VALUE! | #VALUE! | #VALUE! | #VALUE! | #VALUE! | #VALUE! | #VALUE! | #VALUE! | #VALUE!
|  |  | Eeast | #VALUE! | #VALUE! | #VALUE! | #VALUE! | #VALUE! | #VALUE! | #VALUE! | #VALUE! | #VALUE! | #VALUE! | #VALUE! | #VALUE!
|  |  | Globalstrahlung | [12 empty] | 0
|  |  | Ergebnis: Strahlung mit Verschattung [kWh/(m²mon)] | [12 empty] | 0
|  |  | Ertrag mit Verschattung | #VALUE! | #VALUE! | #VALUE! | #VALUE! | #VALUE! | #VALUE! | #VALUE! | #VALUE! | #VALUE! | #VALUE! | #VALUE! | #VALUE! | #VALUE!
|  |  | Ertrag ohne Verschattung | #VALUE! | #VALUE! | #VALUE! | #VALUE! | #VALUE! | #VALUE! | #VALUE! | #VALUE! | #VALUE! | #VALUE! | #VALUE! | #VALUE! | #VALUE!
|  |  | PE-Faktor (nicht-erneuerbar) | 1: #VALUE!
|  |  | CO2-Faktor | 1: #VALUE!
▼ |  | System 5
|  |  | Information from the module data sheet | 4: Annual yield of inverter; 6: Electricity; 7: PER-factor; 8: 1-PE-factors (non-renewable) PHI Certification; 10: 1-CO2 factors GEMIS (Germany); 11: Specific PE value (non-renewable); 12: Specific value of CO2-equivalent emissions [g/kWh]
|  | Technology | 0 | 7: #N/A; 8: #N/A; 10: #N/A
|  |  | Nominal current | IMPP0 | 0 | A |  | kWh/a |  | #N/A | #N/A |  | #N/A | kgCO2eq/a (absolute)
|  |  | Nominal voltage | UMPP0 | 0 | V |  | kWh/m²Projected*a | #VALUE! | #N/A | #N/A |  | #N/A | CO2eq/m²Projected*a (projected building footprint)
|  |  | Nominal power | 1: Pn; 2: 0; 3: Wp
|  |  | Temperature coefficient short-circuit current | 1: a; 2: 0; 3: %/K
|  |  | Temperature coefficient open-circuit voltage | 1: b; 2: 0; 3: %/K
Further specifications
|  |  | Latitude | 2: 52.683; 3: °
|  |  | Number of modules | 1: nM; 2: 0
Deviation from North | bar: 3
Angle of inclination from horizontal | bar: 3
Height of module array | bar: 2 to 3
|  |  | Height of horizon | 1: hHori; 2: 0; 3: m
|  |  | Horizontal distance | 1: aHori; 2: 1000; 3: m
|  |  | Additional reduction factor shading | 1: rother; 2: 1
|  |  | Efficiency of the inverter | 1: hHRV; 2: 0
|  |  | Annual losses due to shading | 3: kWh
|  |  |  | Jan | Feb | Mar | Apr | May | Jun | Jul | Aug | Sep | Oct | Nov | Dec |  | Year
|  |  | Solar radiation on tilted surface | [12 empty] | kWh/m²/month |  | kWh/m²/a
|  |  | Ambient temperature | 4.912 | 5.412 | 6.912 | 9.012 | 12.112 | 15.212 | 16.712 | 17.412 | 14.912 | 11.312 | 7.612 | 5.212 | °C | 10.562 | °C
|  |  | Total monthly yield | [12 empty] | kWh/month |  | kWh/a
|  |  | Losses through shading situation | [12 empty] | kWh/month |  | kWh/a
|  |  |  | Januar | Februar | März | April | Mai | Juni | Juli | August | September | Oktober | November | Dezember | Jahreswerte
|  |  | Monat | 1 | 2 | 3 | 4 | 5 | 6 | 7 | 8 | 9 | 10 | 11 | 12 | Summe/Mittelwert
|  |  | Tage im jeweiligen Monat [d] | 31 | 28 | 31 | 30 | 31 | 30 | 31 | 31 | 30 | 31 | 30 | 31 | 365
|  |  | Zeit im jeweiligen Monat [h] | 744 | 672 | 744 | 720 | 744 | 720 | 744 | 744 | 720 | 744 | 720 | 744 | 8760
|  |  | AußenTemp [°C] | 4.912 | 5.412 | 6.912 | 9.012 | 12.112 | 15.212 | 16.712 | 17.412 | 14.912 | 11.312 | 7.612 | 5.212 | 10.562
|  |  | Strahlung auf geneigte Fläche [kWh/m²/Monat] | [12 empty] | 0
Strahlung und Verschattung einer geneigten Modulfläche
|  |  | Orientierungsberechnung | Februar 2: Exponent; März 3: 20; April 4: Rad; Mai 5: 0.017453; Juni 6: Albedo; Juli 7: 0.106 |  |  |  |  | Verschattungsroutine
|  |  | Klimadaten | Januar 1: Monate |  |  |  |  | Horizont Winter |  |  | Pi/180 | 0.017453 | m | b |  | m | b |  | Horizont Sommer |  |  | Pi/180 | 0.017453 | m | b |  | m | b
|  |  |  | 1 | 2 | 3 | 4 | 5 | 6 | 7 | 8 | 9 | 10 | 11 | 12 | [7 empty] | Horizontal |  | 0.011953 | -0.262 | 90 | 0.00064023 | 0.09982 | 90 |  |  |  | Horizontal |  | 0.011087 | 0.24527 | 90 | 0.019421 | -0.36331 | 15
[23 empty] | r | a | 0.011953 | -0.262 |  | 0.00064023 | 0.09982 |  |  |  |  | r | a | 0.011087 | 0.24527 |  | -0.0067188 | 0.074359 | 90
|  |  | Radiation North | 7 | 11 | 21 | 32 | 44 | 52 | 49 | 38 | 24 | 16 | 8 | 5 | [6 empty] | S | 0.36774 | 1.8768 | 0.0014765 | 0.49085 | 90 | 0.0063964 | 0.27619 | 90 |  |  | S | 0.82938 | -0.27961 | -0.00035781 | 0.43974 | 90 | -0.0018923 | -0.25148 | 90
|  |  | Radiation East | 15 | 27 | 48 | 72 | 100 | 96 | 99 | 85 | 55 | 34 | 18 | 11 | [6 empty] | O/W | 0.56864 | 0.61317 | 0.0014765 | 0.49085 |  | 0.0063964 | 0.27619 |  |  |  | O/W | 0.42089 | -0.35117 | -0.00035781 | 0.43974 |  | -0.0018923 | -0.25148
|  |  | Radiation South | 44 | 63 | 84 | 94 | 100 | 88 | 93 | 100 | 85 | 74 | 50 | 38 | [6 empty] | N | 0.81483 | 0.50013 | -0.0013076 | 0.88372 | 90 | 0.00056353 | 0.47044 | 90 |  |  | N | 0.15385 | -0.30452 | -0.021768 | 0.81389 | 30 | 0.0071118 | -0.18353 | 15
|  |  | Radiation West | 17 | 27 | 50 | 74 | 90 | 92 | 93 | 86 | 56 | 39 | 20 | 13 | [9 empty] | -0.0013076 | 0.88372 |  | 0.00056353 | 0.47044 | [6 empty] | 0.0017764 | 0.060265 | 90 | -0.0065131 | 0.038607 | 90
|  |  | Horizontal radiation | 21 | 38 | 74 | 115 | 157 | 155 | 156 | 136 | 86 | 54 | 26 | 16 | [7 empty] | Senkrecht |  | m | b | [7 empty] | Senkrecht |  | m | b
|  |  | unten | 2.226 | 4.028 | 7.844 | 12.19 | 16.642 | 16.43 | 16.536 | 14.416 | 9.116 | 5.724 | 2.756 | 1.696 | [7 empty] | r | a | -0.001532 | 0.15106 | 90 | 2.5e-07 | 0.66271 | 90 |  |  |  | r | a | -0.0054975 | 0.59156 | 15 | 0.034365 | -1.4973 | 30
[22 empty] | S | 0.070346 | 2.5886 | -0.001532 | 0.15106 |  | 2.5e-07 | 0.66271 |  |  |  | S | 0.86705 | -0.45775 | 0.0092459 | 0.37995 | 90 | -0.0079931 | -0.036651 | 90
|  | Ost-West | A0 | 13.8065 | 24.007 | 44.961 | 68.2975 | 90.9105 | 89.8575 | 91.134 | 80.354 | 51.529 | 33.181 | 16.689 | 10.424 | [6 empty] | O/W | 0.82255 | -1.1905 | 0.0010818 | 0.76555 | 90 | -0.0095713 | -0.68621 | 90 |  |  | O/W | 0.80019 | -0.9086 | 0.00068723 | 0.76398 | 90 | -0.0036876 | -0.71432 | 90
|  |  | A1 | 9.387 | 16.986 | 33.078 | 51.405 | 70.179 | 69.285 | 69.732 | 60.792 | 38.442 | 24.138 | 11.622 | 7.152
|  |  | A2 | -2.1935 | -2.993 | -4.039 | -4.7025 | -4.0895 | -4.1425 | -4.866 | -5.146 | -3.971 | -3.319 | -2.311 | -1.576
|  |  | B1 | 1 | 0 | 1 | 1 | -5 | -2 | -3 | 0.5 | 0.5 | 2.5 | 1 | 1 | [6 empty] | N | 0.63334 | -1.3862 | 0.0010818 | 0.76555 |  | -0.0095713 | -0.68621 |  |  |  | N | 0.59039 | -1.4044 | 0.00068723 | 0.76398 |  | -0.0036876 | -0.71432
|  | Nord-Süd | A0 | 18.5565 | 29.007 | 46.711 | 63.2975 | 79.4105 | 77.8575 | 78.634 | 72.104 | 51.029 | 37.431 | 21.689 | 15.174 | [9 empty] | 0.0018772 | 0.53444 | 90 | 0.0050448 | -1.652 | 90 | [5 empty] | -0.012691 | 0.79326 | 30 | -0.041642 | -0.30958 | 38
|  |  | A1 | 20.7453 | 31.0568 | 45.6772 | 60.0289 | 75.5585 | 71.585 | 73.1201 | 68.2398 | 49.0718 | 37.7312 | 24.0015 | 17.9834 | [9 empty] | 0.0018772 | 0.53444 |  | 0.0050448 | -1.652 | [6 empty] | 0.0079821 | 0.16987 | 90 | 0.02508 | -2.7257 | 90
|  |  | A2 | 6.1198 | 9.1617 | 13.4445 | 16.9256 | 18.8931 | 14.2169 | 16.1746 | 18.443 | 14.3402 | 11.1282 | 7.0804 | 5.3051 |  |  |  |  | Neigung | Azimut | hh/dh | Azimut_unten | hor1 | hor2 | ipol_hor | senk1 | senk2 | ipol_senk | Vfaktor_Hori | Neigung | Azimut | hh/dh | Azimut_unten | hor1 | hor2 | ipol_hor | senk1 | senk2 | ipol_senk | Vfaktor_Hori
|  |  | alpha | -1.1012 | -0.9921 | -0.76097 | -0.54266 | -0.37963 | -0.25418 | -0.30561 | -0.47156 | -0.67071 | -0.87664 | -1.0653 | -1.1618 | [6 empty] | 0 | #VALUE! | #VALUE! | #VALUE! | #VALUE! | #VALUE! | #VALUE! | #VALUE! | #VALUE! |  |  | 0 | #VALUE! | #VALUE! | #VALUE! | #VALUE! | #VALUE! | #VALUE! | #VALUE! | #VALUE!
|  |  | cos^n alpha | 1.2947e-07 | 5.7371e-06 | 0.0015733 | 0.044967 | 0.22828 | 0.52041 | 0.38717 | 0.099123 | 0.0075768 | 0.00013183 | 5.0218e-07 | 9.7979e-09
|  |  |  | 1 | 2 | 3 | 4 | 5 | 6 | 7 | 8 | 9 | 10 | 11 | 12 | Summe | a | 0.00083
|  |  | B2 | 4.1258 | 4.7092 | 6.4534 | 8.5934 | 9.1426 | 9.3718 | 9.7796 | 9.5463 | 6.9127 | 5.6432 | 4.1906 | 3.6984 |  | b | 0.01
|  |  | Esouth | #VALUE! | #VALUE! | #VALUE! | #VALUE! | #VALUE! | #VALUE! | #VALUE! | #VALUE! | #VALUE! | #VALUE! | #VALUE! | #VALUE! |  | c | 0.0081
|  |  | Enorth | #VALUE! | #VALUE! | #VALUE! | #VALUE! | #VALUE! | #VALUE! | #VALUE! | #VALUE! | #VALUE! | #VALUE! | #VALUE! | #VALUE!
|  |  | Ewest | #VALUE! | #VALUE! | #VALUE! | #VALUE! | #VALUE! | #VALUE! | #VALUE! | #VALUE! | #VALUE! | #VALUE! | #VALUE! | #VALUE!
|  |  | Eeast | #VALUE! | #VALUE! | #VALUE! | #VALUE! | #VALUE! | #VALUE! | #VALUE! | #VALUE! | #VALUE! | #VALUE! | #VALUE! | #VALUE!
|  |  | Globalstrahlung | [12 empty] | 0
|  |  | Ergebnis: Strahlung mit Verschattung [kWh/(m²mon)] | [12 empty] | 0
|  |  | Ertrag mit Verschattung | #VALUE! | #VALUE! | #VALUE! | #VALUE! | #VALUE! | #VALUE! | #VALUE! | #VALUE! | #VALUE! | #VALUE! | #VALUE! | #VALUE! | #VALUE!
|  |  | Ertrag ohne Verschattung | #VALUE! | #VALUE! | #VALUE! | #VALUE! | #VALUE! | #VALUE! | #VALUE! | #VALUE! | #VALUE! | #VALUE! | #VALUE! | #VALUE! | #VALUE!
|  |  | PE-Faktor (nicht-erneuerbar) | 1: #VALUE!
|  |  | CO2-Faktor | 1: #VALUE!
▼ |  | Reference PV syst.
|  |  | Information from the module data sheet | 4: Annual yield of inverter; 6: Electricity; 7: PER-factor; 8: 1-PE-factors (non-renewable) PHI Certification; 10: 1-CO2 factors GEMIS (Germany); 11: Specific PE value (non-renewable); 12: Specific value of CO2-equivalent emissions [g/kWh]
|  | Technology | 4-Mono-Si | 7: 1; 8: 0; 10: 0.13; 11: 0.44909; 12: 67.5388
|  |  | Nominal current | IMPP0 | 7.71 | A |  | kWh/a | 353.9148 | 353.9148 | 0 |  | 46.0089 | kgCO2eq/a (absolute)
|  |  | Nominal voltage | UMPP0 | 30.5 | V |  | kWh/m²Projected*a | 5.1325 | 5.1325 | 0 |  | 0.66722 | CO2eq/m²Projected*a (projected building footprint)
|  |  | Nominal power | 1: Pn; 2: 235.155; 3: Wp
|  |  | Temperature coefficient short-circuit current | 1: a; 2: 0.04; 3: %/K
|  |  | Temperature coefficient open-circuit voltage | 1: b; 2: -0.34; 3: %/K
Further specifications
|  |  | Latitude | 2: 52.683; 3: °
|  |  | Number of modules | 1: nM; 2: 1.7111
|  |  | Deviation from North | 2: 157; 3: °
|  |  | Angle of inclination from horizontal | 2: 26; 3: °
|  |  | Height of module array | 2: 5.2; 3: m
|  |  | Height of horizon | 1: hHori; 2: 3; 3: m
|  |  | Horizontal distance | 1: aHori; 2: 10; 3: m
|  |  | Additional reduction factor shading | 1: rother
|  |  | Efficiency of the inverter | 1: hHRV; 2: 0.95
|  |  | Annual losses due to shading | 2: 41.4684; 3: kWh
|  |  |  | Jan | Feb | Mar | Apr | May | Jun | Jul | Aug | Sep | Oct | Nov | Dec |  | Year
|  |  | Solar radiation on tilted surface | 28.2402 | 48.5733 | 85.2899 | 121.8093 | 155.861 | 147.0106 | 150.9849 | 140.0473 | 95.7456 | 65.0625 | 34.3551 | 22.2794 | kWh/m²/month | 1095.2592 | kWh/m²/a
|  |  | Ambient temperature | 4.912 | 5.412 | 6.912 | 9.012 | 12.112 | 15.212 | 16.712 | 17.412 | 14.912 | 11.312 | 7.612 | 5.212 | °C | 10.562 | °C
|  |  | Total monthly yield | 9.1015 | 15.6652 | 27.5534 | 39.4123 | 50.4577 | 47.52 | 48.7321 | 45.163 | 30.9564 | 21.0642 | 11.1055 | 7.1834 | kWh/month | 353.9148 | kWh/a
|  |  | Losses through shading situation | 1.0664 | 1.8355 | 3.2284 | 4.618 | 5.9122 | 5.5679 | 5.71 | 5.2918 | 3.6272 | 2.4681 | 1.3012 | 0.84168 | kWh/month | 41.4684 | kWh/a
|  |  |  | Januar | Februar | März | April | Mai | Juni | Juli | August | September | Oktober | November | Dezember | Jahreswerte
|  |  | Monat | 1 | 2 | 3 | 4 | 5 | 6 | 7 | 8 | 9 | 10 | 11 | 12 | Summe/Mittelwert
|  |  | Tage im jeweiligen Monat [d] | 31 | 28 | 31 | 30 | 31 | 30 | 31 | 31 | 30 | 31 | 30 | 31 | 365
|  |  | Zeit im jeweiligen Monat [h] | 744 | 672 | 744 | 720 | 744 | 720 | 744 | 744 | 720 | 744 | 720 | 744 | 8760
|  |  | AußenTemp [°C] | 4.912 | 5.412 | 6.912 | 9.012 | 12.112 | 15.212 | 16.712 | 17.412 | 14.912 | 11.312 | 7.612 | 5.212 | 10.562
|  |  | Strahlung auf geneigte Fläche [kWh/m²/Monat] | 28.2402 | 48.5733 | 85.2899 | 121.8093 | 155.861 | 147.0106 | 150.9849 | 140.0473 | 95.7456 | 65.0625 | 34.3551 | 22.2794 | 1095.2592
Strahlung und Verschattung einer geneigten Modulfläche
|  |  | Orientierungsberechnung | Februar 2: Exponent; März 3: 20; April 4: Rad; Mai 5: 0.017453; Juni 6: Albedo; Juli 7: 0.106 |  |  |  |  | Verschattungsroutine
|  |  | Klimadaten | Januar 1: Monate |  |  |  |  | Horizont Winter |  |  | Pi/180 | 0.017453 | m | b |  | m | b |  | Horizont Sommer |  |  | Pi/180 | 0.017453 | m | b |  | m | b
|  |  |  | 1 | 2 | 3 | 4 | 5 | 6 | 7 | 8 | 9 | 10 | 11 | 12 | [7 empty] | Horizontal |  | 0.011953 | -0.262 | 90 | 0.00064023 | 0.09982 | 90 |  |  |  | Horizontal |  | 0.011087 | 0.24527 | 90 | 0.019421 | -0.36331 | 15
[23 empty] | r | a | 0.011953 | -0.262 |  | 0.00064023 | 0.09982 |  |  |  |  | r | a | 0.011087 | 0.24527 |  | -0.0067188 | 0.074359 | 90
|  |  | Radiation North | 7 | 11 | 21 | 32 | 44 | 52 | 49 | 38 | 24 | 16 | 8 | 5 | [6 empty] | S | 0.36774 | 1.8768 | 0.0014765 | 0.49085 | 90 | 0.0063964 | 0.27619 | 90 |  |  | S | 0.82938 | -0.27961 | -0.00035781 | 0.43974 | 90 | -0.0018923 | -0.25148 | 90
|  |  | Radiation East | 15 | 27 | 48 | 72 | 100 | 96 | 99 | 85 | 55 | 34 | 18 | 11 | [6 empty] | O/W | 0.56864 | 0.61317 | 0.0014765 | 0.49085 |  | 0.0063964 | 0.27619 |  |  |  | O/W | 0.42089 | -0.35117 | -0.00035781 | 0.43974 |  | -0.0018923 | -0.25148
|  |  | Radiation South | 44 | 63 | 84 | 94 | 100 | 88 | 93 | 100 | 85 | 74 | 50 | 38 | [6 empty] | N | 0.81483 | 0.50013 | -0.0013076 | 0.88372 | 90 | 0.00056353 | 0.47044 | 90 |  |  | N | 0.15385 | -0.30452 | -0.021768 | 0.81389 | 30 | 0.0071118 | -0.18353 | 15
|  |  | Radiation West | 17 | 27 | 50 | 74 | 90 | 92 | 93 | 86 | 56 | 39 | 20 | 13 | [9 empty] | -0.0013076 | 0.88372 |  | 0.00056353 | 0.47044 | [6 empty] | 0.0017764 | 0.060265 | 90 | -0.0065131 | 0.038607 | 90
|  |  | Horizontal radiation | 21 | 38 | 74 | 115 | 157 | 155 | 156 | 136 | 86 | 54 | 26 | 16 | [7 empty] | Senkrecht |  | m | b | [7 empty] | Senkrecht |  | m | b
|  |  | unten | 2.226 | 4.028 | 7.844 | 12.19 | 16.642 | 16.43 | 16.536 | 14.416 | 9.116 | 5.724 | 2.756 | 1.696 | [7 empty] | r | a | -0.001532 | 0.15106 | 90 | 2.5e-07 | 0.66271 | 90 |  |  |  | r | a | -0.0054975 | 0.59156 | 15 | 0.034365 | -1.4973 | 30
[22 empty] | S | 0.070346 | 2.5886 | -0.001532 | 0.15106 |  | 2.5e-07 | 0.66271 |  |  |  | S | 0.86705 | -0.45775 | 0.0092459 | 0.37995 | 90 | -0.0079931 | -0.036651 | 90
|  | Ost-West | A0 | 13.8065 | 24.007 | 44.961 | 68.2975 | 90.9105 | 89.8575 | 91.134 | 80.354 | 51.529 | 33.181 | 16.689 | 10.424 | [6 empty] | O/W | 0.82255 | -1.1905 | 0.0010818 | 0.76555 | 90 | -0.0095713 | -0.68621 | 90 |  |  | O/W | 0.80019 | -0.9086 | 0.00068723 | 0.76398 | 90 | -0.0036876 | -0.71432 | 90
|  |  | A1 | 9.387 | 16.986 | 33.078 | 51.405 | 70.179 | 69.285 | 69.732 | 60.792 | 38.442 | 24.138 | 11.622 | 7.152
|  |  | A2 | -2.1935 | -2.993 | -4.039 | -4.7025 | -4.0895 | -4.1425 | -4.866 | -5.146 | -3.971 | -3.319 | -2.311 | -1.576
|  |  | B1 | 1 | 0 | 1 | 1 | -5 | -2 | -3 | 0.5 | 0.5 | 2.5 | 1 | 1 | [6 empty] | N | 0.63334 | -1.3862 | 0.0010818 | 0.76555 |  | -0.0095713 | -0.68621 |  |  |  | N | 0.59039 | -1.4044 | 0.00068723 | 0.76398 |  | -0.0036876 | -0.71432
|  | Nord-Süd | A0 | 18.5565 | 29.007 | 46.711 | 63.2975 | 79.4105 | 77.8575 | 78.634 | 72.104 | 51.029 | 37.431 | 21.689 | 15.174 | [9 empty] | 0.0018772 | 0.53444 | 90 | 0.0050448 | -1.652 | 90 | [5 empty] | -0.012691 | 0.79326 | 30 | -0.041642 | -0.30958 | 38
|  |  | A1 | 20.7453 | 31.0568 | 45.6772 | 60.0289 | 75.5585 | 71.585 | 73.1201 | 68.2398 | 49.0718 | 37.7312 | 24.0015 | 17.9834 | [9 empty] | 0.0018772 | 0.53444 |  | 0.0050448 | -1.652 | [6 empty] | 0.0079821 | 0.16987 | 90 | 0.02508 | -2.7257 | 90
|  |  | A2 | 6.1198 | 9.1617 | 13.4445 | 16.9256 | 18.8931 | 14.2169 | 16.1746 | 18.443 | 14.3402 | 11.1282 | 7.0804 | 5.3051 |  |  |  |  | Neigung | Azimut | hh/dh | Azimut_unten | hor1 | hor2 | ipol_hor | senk1 | senk2 | ipol_senk | Vfaktor_Hori | Neigung | Azimut | hh/dh | Azimut_unten | hor1 | hor2 | ipol_hor | senk1 | senk2 | ipol_senk | Vfaktor_Hori
|  |  | alpha | -1.1012 | -0.9921 | -0.76097 | -0.54266 | -0.37963 | -0.25418 | -0.30561 | -0.47156 | -0.67071 | -0.87664 | -1.0653 | -1.1618 |  |  |  |  | 26 | 157 | 0.3 | 90 | 0.9778 | 0.90558 | 0.91661 | 0.75297 | 0.81412 | 0.80478 | 0.89512 | 26 | 157 | 0.3 | 90 | 0.95791 | 0.93327 | 0.93703 | 0.80909 | 0.88875 | 0.87658 | 0.92541
|  |  | cos^n alpha | 1.2947e-07 | 5.7371e-06 | 0.0015733 | 0.044967 | 0.22828 | 0.52041 | 0.38717 | 0.099123 | 0.0075768 | 0.00013183 | 5.0218e-07 | 9.7979e-09
|  |  |  | 1 | 2 | 3 | 4 | 5 | 6 | 7 | 8 | 9 | 10 | 11 | 12 | Summe | a | 0.00083
|  |  | B2 | 4.1258 | 4.7092 | 6.4534 | 8.5934 | 9.1426 | 9.3718 | 9.7796 | 9.5463 | 6.9127 | 5.6432 | 4.1906 | 3.6984 |  | b | 0.01
|  |  | Esouth | 32.8006 | 55.8711 | 97.516 | 138.229 | 174.7981 | 164.7629 | 169.2784 | 158.4249 | 109.0566 | 74.9955 | 39.8134 | 25.999 |  | c | 0.0081
|  |  | Enorth | 12.6367 | 22.8348 | 48.2384 | 81.1374 | 119.3006 | 125.1731 | 122.7389 | 98.8841 | 57.8303 | 33.9368 | 15.4539 | 9.416
|  |  | Ewest | 21.3314 | 37.4312 | 72.643 | 112.0432 | 149.2774 | 148.7033 | 149.4978 | 132.0445 | 83.8548 | 53.9286 | 26.1504 | 16.3203
|  |  | Eeast | 20.4547 | 37.4312 | 71.7663 | 111.1665 | 153.6611 | 150.4568 | 152.128 | 131.6061 | 83.4165 | 51.7368 | 25.2736 | 15.4435
|  |  | Globalstrahlung | 31.5491 | 54.2646 | 95.2834 | 136.0818 | 174.1234 | 164.236 | 168.6759 | 156.4568 | 106.9642 | 72.6859 | 38.3805 | 24.8899 | 1223.5915
|  |  | Ergebnis: Strahlung mit Verschattung [kWh/(m²mon)] | 28.2402 | 48.5733 | 85.2899 | 121.8093 | 155.861 | 147.0106 | 150.9849 | 140.0473 | 95.7456 | 65.0625 | 34.3551 | 22.2794 | 1095.2592
|  |  | Ertrag mit Verschattung | 9.1015 | 15.6652 | 27.5534 | 39.4123 | 50.4577 | 47.52 | 48.7321 | 45.163 | 30.9564 | 21.0642 | 11.1055 | 7.1834 | 353.9148
|  |  | Ertrag ohne Verschattung | 10.168 | 17.5008 | 30.7818 | 44.0303 | 56.3699 | 53.0879 | 54.4421 | 50.4548 | 34.5835 | 23.5323 | 12.4068 | 8.0251 | 395.3832
|  |  | PE-Faktor (nicht-erneuerbar) | 1: 0.44909
|  |  | CO2-Faktor | 1: 67.5388

## Electricity
Strom
| - | [29 empty] | PER and PE specific values ►
| Electricity demand for residential buildings | [32 empty] | EnerPHit with PHPP Version 9.3 | Error(s):
23 / Climate: Hemsby / TFA: 95 m² / Heating: 26.6 kWh/(m²a) / Freq. overheating: 0 % / PER: 28.2 kWh/(m²a)
|  | Households |  |  |  | 1 |  | PER and PE factors (KWh/kWh) | [5 empty] | Electricity: | 1.3 | 2.6 |  | Solar fraction of DHW Laundry&Dish | [5 empty] | 17.4% | [11 empty] | QHeizung | 2542.7847 | kWh/a
|  | Persons |  |  | 1 | 2.2943 | [7 empty] | Non-electric energy carrier for cooking, drying: | 1.75 | 1.1 |  | Marginal performance ratio DHW | [5 empty] | 21.46% | [11 empty] | Pmax | 1656.6879 | W | 532 | g/kWh
|  | Living area (m²) |  |  | 2 | 94.62 | [7 empty] | Energy carrier for heating: | 1.1 | 2.6 |  | Marginal performance ratio Heating | [5 empty] | 0% | [11 empty] | THeiz | 140.6955 | d | 250 | g/kWh
|  | Heating demand [kWh/(m²a)] |  |  | 3 | 26.5569 | [7 empty] | Energy carrier for DHW: | 0.6898 | 0.4377 | [22 empty] | 250 | g/kWh
|  | Column no. | 1 | 2 |  | 3 |  |  |  | 4 |  | 5 |  |  | 6 |  |  | 7 |  | 8 | 8a |  | 9 |  | 10 |  | 11 |  | 12 |  | 13 | 14 | 15 | [5 empty] | 270 | g/kWh
|  | Application | Used ? (1/0) | Within the thermal envelope? (1/0) |  | Norm demand |  |  |  | Utilisation factor |  | Frequency |  |  | Reference quantity |  |  | Useful energy (kWh/a) |  | Electric fraction | Non-electric fraction |  | Electricity demand (kWh/a) |  | Additional demand |  | Marginal performance ratio |  | Solar fraction |  | Non-electric demand (kWh/a) | PER-demand (kWh/a) | Primary energy demand (kWh/a) | [5 empty] | CO2-Emissionen
[39 empty] | g/a | kg/(m²a)
|  | Dishwashing | 1 | 1 |  | 1.1 | kWh/Use |  | * | 1 | * | 65 | /(P*a) | * | 2.2943 | P | = | 164.0411 | * | 50% |  | = | 82.0205 | [8 empty] | 106.6267 | 213.2534 | [5 empty] | 43634.9265 | 0.46116
|  | 1-DHW connection | [16 empty] | * |  | 50% |  |  | * (1+ | 0.3 | ) * | 0.21465 | *(1- | 0.17401 | ) = | 18.9046 | 13.0404 | 8.2746 | [5 empty] | 4726.1387 | 0.049949
|  | Clothes washing | 1 | 1 |  | 1.1 | kWh/Use |  | * | 1 | * | 57 | /(P*a) | * | 2.2943 | P | = | 143.8514 | * | 55% |  | = | 79.1183 | [8 empty] | 102.8538 | 205.7075 | [5 empty] | 42090.9214 | 0.44484
|  | 1-DHW connection | [16 empty] | * |  | 45% |  |  | * (1+ | 0.05 | ) * | 0.21465 | *(1- | 0.17401 | ) = | 12.0508 | 8.3126 | 5.2747 | [5 empty] | 3012.7037 | 0.03184
|  | Clothes drying with: | 1 | 0 |  | 3.5 | kWh/Use | Residual dampness |  | 0.875 | * | 57 | /(P*a) | * | 2.2943 | P | = | 0 |  | 0% |  | = | 0 | [8 empty] | 0 | 0 |  |  | Trocknen mit: |  |  | 0 | 0
|  | 1-Clothes line | [5 empty] | 0.6 | [8 empty] | = | 0 |  |  | 0% | [5 empty] | 1 | * |  |  | 0 | 0 | 0 |  |  | 1 |  |  | 0 | 0
|  | Energy consumed by evaporation | 1 | 0 |  | 0 | kWh/Use |  | * | 0.6 | * | 57 | /(P*a) | * | 2.2943 | P | = | 0 | * |  | 100% |  |  | * (1+ | 0 | ) * | 0 | *(1- | 0.61453 | ) = | 0 | 0 | 0 | [5 empty] | 0 | 0
|  | Refrigerating | 1 | 1 |  | 0.7 | kWh/d |  | * | 1 | * | 365 | d/a | * | 1 | HH | = | 255.5 | * | 100% |  | = | 255.5 | [8 empty] | 332.15 | 664.3 | [5 empty] | 135926 | 1.4365
|  | Freezing | 1 | 1 |  | 0.35 | kWh/d |  | * | 1 | * | 365 | d/a | * | 1 | HH | = | 127.75 | * | 100% |  | = | 127.75 | [8 empty] | 166.075 | 332.15 | [5 empty] | 67963 | 0.71827
|  | or combination | 0 | 1 |  | 1 | kWh/d |  | * | 1 | * | 365 | d/a | * | 1 | HH | = | 0 | * | 100% |  | = | 0 | [8 empty] | 0 | 0 | [5 empty] | 0 | 0
|  | Cooking with: | 1 | 1 |  | 0.25 | kWh/Use |  | * | 1 | * | 500 | /(P*a) | * | 2.2943 | P | = | 286.7851 | * | 0% |  | = | 0 | [8 empty] | 0 | 0 | [5 empty] | 0 | 0
|  | 2-Natural gas |  |  |  |  | Average lamp efficiency [lm/W] | [11 empty] | * |  | 100% | [9 empty] | 286.7851 | 501.8739 | 315.4636 | [5 empty] | 71696.2749 | 0.75773
|  | Lighting | 1 | 1 |  | 10.2857 | W | 70 | * | 1 | * | 2.9 | kh/(P*a) | * | 2.2943 | P | = | 68.4351 | * | 100% |  | = | 68.4351 | [8 empty] | 88.9657 | 177.9313 | [5 empty] | 36407.4831 | 0.38478
|  | Consumer electronics | 1 | 1 |  | 80 | W |  | * | 1 | * | 0.55 | kh/(P*a) | * | 2.2943 | P | = | 100.9484 | * | 100% |  | = | 100.9484 | [8 empty] | 131.2329 | 262.4657 | [5 empty] | 53704.5249 | 0.56758
|  | Small appliances, etc. | 1 | 1 |  | 50 | kWh |  | * | 1 | * | 1 | /(P*a) | * | 2.2943 | P | = | 114.714 | * | 100% |  | = | 114.714 | [8 empty] | 149.1283 | 298.2565 | [5 empty] | 61027.8692 | 0.64498
|  | Total aux. electricity | [15 empty] | 161.9028 |  |  |  |  | 161.9028 | [8 empty] | 239.1831 | 420.9472 | [5 empty] | 86132.2733 | 0.9103
Other:
[7 empty] | kWh/a | [10 empty] | 0 |  |  |  |  | 0 | [8 empty] | 0 | 0
[7 empty] | kWh/a | [10 empty] | 0 |  |  |  |  | 0 | [8 empty] | 0 | 0
[7 empty] | kWh/a | [10 empty] | 0 |  |  |  |  | 0 | [8 empty] | 0 | 0
DHW Non-Electric - Wash&Dish
|  | Total | [15 empty] | 1423.9279 | kWh |  |  |  | 990.3891 | kWh |  |  | 174.5965 |  |  | kWh | 317.7405 | 1839.4422 | 2904.0245 | [5 empty] | 606.3221 | kg/a
Non-Renewable Non-Electric DHW Wash&Dish
|  | Specific demand | [20 empty] | 10.467 | kWh/(m2a) |  |  | 1.5241 |  |  | kWh/(m2a) | 3.3581 | 19.4403 | 30.6914 | [5 empty] | 6.408 | kg/(m²a)
|  | Recommended maximum value | [20 empty] | 18 | [8 empty] | 35 | 50
Note on J14: Estimated for default size: 12 measure covers.
Note on J16: Converted to a standard 5 kg wash load.
Note on J18: Standard consumption of the appliances converted to a 5 kg wash load. Gas dryers: Auxiliary electricity consumption. Drying on a clothesline: 0.
Note on J19: Gas dryers: Enter gas consumption here. (Auxiliary Electricity consumption in the row above.) In all other cases: 0.
Note on J24: Gas Cooktop: 0.25 kWh/Use. Quartz Halogen Ceramic Cooktop: 0.22 kWh/Use Induction Ceramic Cooktop: 0.2 kWh/Use
Note on J27: Residential Use: 80 W Office: 150 W
Note on L19: From the product information for the washing machine. Reference values: Spin cycle minimum 800 rpm Spin cycle: 800 to 1000 rpm: 70% Spin cycle: 1000 to 1100 rpm: 60% Spin cycle: 1400 to 1500 rpm: 50%
Note on L26: Input of the lighting efficiency averaged over all lamps and their duration of use. The lighting efficiency should be reduced by a factor of 0.5 in case of indirect lighting. Examples for lighting efficiency [lm/W]: Incandescent bulb ≤ 25 W: 8 lm/W Incandescent bulb ≤ 50 W: 10 lm/W Incandescent bulb ≤ 100 W: 12 lm/W Halogen bulb ≤ 50 W: 12 lm/W Halogen bulb ≤ 100 W: 14 lm/W Compact fluorescent lamp≤ 11 W: 50 lm/W Compact fluorescent lamp≤ 20 W: 57 lm/W Fluorescent lamp with ballast: 80 lm/W LED Retro white: 75 lm/W LED Retro warm white: 65 lm/W LED tube: 100 lm/W Note: LED strips may have substantially lower efficiencies!
Note on N16: Usually 1. If the standard electricity consumption for washing refers to boil wash: 0.65.
Note on P27: Residential Use: 0.55 kh/(P*a) Office: 1.2 kh/(P*a)

## Use non-res
Nutz_NiWo
-
| Use non-residential buildings | [25 empty] | EnerPHit with PHPP Version 9.3 | Error(s):
23 / Climate: Hemsby / TFA: 95 m² / Heating: 26.6 kWh/(m²a) / Freq. overheating: 0 % / PER: 28.2 kWh/(m²a)
0 |  | Latitude [°]: | 52.683
0 |  | 2 | 3 | 4 | 5 | 6 | 7 | 8 | 9 | 10 | 11 | 12 | 13 | 14 | 15 | 16 | 17 | 18 | 19 | 20 | 21 | 22 | 23 | 24 | 25 | 26 | 27 |  |  |  |  | Tag im Jahr | 15 |  | Tag im Jahr | 46 |  | Tag im Jahr | 74 |  | Tag im Jahr | 105 |  | Tag im Jahr | 135 |  | Tag im Jahr | 166 |  | Tag im Jahr | 196 |  | Tag im Jahr | 227 |  | Tag im Jahr | 258 |  | Tag im Jahr | 288 |  | Tag im Jahr | 319 |  | Tag im Jahr | 349 |  |  | Januar |  |  | Februar |  |  | März |  |  | April |  |  | Mai |  |  | Juni |  |  | Juli |  |  | August |  |  | September |  |  | Oktober |  |  | November |  |  | Dezember
0 |  | Utilisation pattern |  |  | Begin utilisation [h] | End utilisation [h] | Daily utilisation hours [h/d] | Annual utilisation days [d/a] | Annual utilisation hours [h/a] | Annual utilisation hours during daytime [h/a] | Annual utilisation hours during night-time [h/a] | Daily operating hours of heating | Daily operating hours of ventilation | Lighting | Illumination level [lux] | Height of utilisation level (0.8 or 0.0 m) | Height of utilisation level (0.8 or 0.0 m) | Relative absenteeism | Raumindex | Part use factor of building operating period for lighting | Absenkbetrieb | Raum-Solltemperatur Heizung | Temperaturabsenkung reduzierter Betrieb | Trinkwarmwasser Nichtwohngebäude (siehe Tabelle 6) | Anzahl der Spitzenzapfungen am Tag | Belegung | Average occupancy [m²/Pers.] |  |  |  | Nutzungsprofil für Auswahlmenü | Sonnendeklination | ti Aufgang | ti Untergang | Sonnendeklination | ti Aufgang | ti Untergang | Sonnendeklination | ti Aufgang | ti Untergang | Sonnendeklination | ti Aufgang | ti Untergang | Sonnendeklination | ti Aufgang | ti Untergang | Sonnendeklination | ti Aufgang | ti Untergang | Sonnendeklination | ti Aufgang | ti Untergang | Sonnendeklination | ti Aufgang | ti Untergang | Sonnendeklination | ti Aufgang | ti Untergang | Sonnendeklination | ti Aufgang | ti Untergang | Sonnendeklination | ti Aufgang | ti Untergang | Sonnendeklination | ti Aufgang | ti Untergang | Wochendfaktor | Tage im Monat | Nachtstunden bis 24:00h | Nachtstunden nach 0:00h | Tage im Monat | Nachtstunden bis 24:00h | Nachtstunden nach 0:00h | Tage im Monat | Nachtstunden bis 24:00h | Nachtstunden nach 0:00h | Tage im Monat | Nachtstunden bis 24:00h | Nachtstunden nach 0:00h | Tage im Monat | Nachtstunden bis 24:00h | Nachtstunden nach 0:00h | Tage im Monat | Nachtstunden bis 24:00h | Nachtstunden nach 0:00h | Tage im Monat | Nachtstunden bis 24:00h | Nachtstunden nach 0:00h | Tage im Monat | Nachtstunden bis 24:00h | Nachtstunden nach 0:00h | Tage im Monat | Nachtstunden bis 24:00h | Nachtstunden nach 0:00h | Tage im Monat | Nachtstunden bis 24:00h | Nachtstunden nach 0:00h | Tage im Monat | Nachtstunden bis 24:00h | Nachtstunden nach 0:00h | Tage im Monat | Nachtstunden bis 24:00h | Nachtstunden nach 0:00h
[29 empty] | Zeit? | Beleuchtung?
| 1 | 52.683 7: 0; 52.683 9: 0; 52.683 10: 0; 52.683 11: 0; 52.683 12: 2; 52.683 13: 2; 52.683 17: 0.8 |  | FALSE | 1 | 1- | -21.2479 | 8.2073 | 16.1178 | -12.9102 | 7.3997 | 17.0664 | -2.3888 | 6.3528 | 17.9345 | 9.5231 | 5.146 | 18.8411 | 18.6983 | 4.1808 | 19.6954 | 23.2829 | 3.717 | 20.2995 | 21.6336 | 4.0059 | 20.1862 | 14.2522 | 4.7742 | 19.3695 | 3.2917 | 5.624 | 18.201 | -8.2596 | 6.4863 | 17.0225 | -18.3262 | 7.4637 | 16.0296 | -23.2189 | 8.2077 | 15.6412 | 0 | 31 | 0 | 0 | 28 | 0 | 0 | 31 | 0 | 0 | 30 | 0 | 0 | 31 | 0 | 0 | 30 | 0 | 0 | 31 | 0 | 0 | 31 | 0 | 0 | 30 | 0 | 0 | 31 | 0 | 0 | 30 | 0 | 0 | 31 | 0 | 0
| 2 | 52.683 7: 0; 52.683 9: 0; 52.683 10: 0; 52.683 11: 0; 52.683 12: 2; 52.683 13: 2; 52.683 17: 0.8 |  | FALSE | 1 | 2- | -21.2479 | 8.2073 | 16.1178 | -12.9102 | 7.3997 | 17.0664 | -2.3888 | 6.3528 | 17.9345 | 9.5231 | 5.146 | 18.8411 | 18.6983 | 4.1808 | 19.6954 | 23.2829 | 3.717 | 20.2995 | 21.6336 | 4.0059 | 20.1862 | 14.2522 | 4.7742 | 19.3695 | 3.2917 | 5.624 | 18.201 | -8.2596 | 6.4863 | 17.0225 | -18.3262 | 7.4637 | 16.0296 | -23.2189 | 8.2077 | 15.6412 | 0 | 31 | 0 | 0 | 28 | 0 | 0 | 31 | 0 | 0 | 30 | 0 | 0 | 31 | 0 | 0 | 30 | 0 | 0 | 31 | 0 | 0 | 31 | 0 | 0 | 30 | 0 | 0 | 31 | 0 | 0 | 30 | 0 | 0 | 31 | 0 | 0
| 3 | 52.683 7: 0; 52.683 9: 0; 52.683 10: 0; 52.683 11: 0; 52.683 12: 2; 52.683 13: 2; 52.683 17: 0.8 |  | FALSE | 1 | 3- | -21.2479 | 8.2073 | 16.1178 | -12.9102 | 7.3997 | 17.0664 | -2.3888 | 6.3528 | 17.9345 | 9.5231 | 5.146 | 18.8411 | 18.6983 | 4.1808 | 19.6954 | 23.2829 | 3.717 | 20.2995 | 21.6336 | 4.0059 | 20.1862 | 14.2522 | 4.7742 | 19.3695 | 3.2917 | 5.624 | 18.201 | -8.2596 | 6.4863 | 17.0225 | -18.3262 | 7.4637 | 16.0296 | -23.2189 | 8.2077 | 15.6412 | 0 | 31 | 0 | 0 | 28 | 0 | 0 | 31 | 0 | 0 | 30 | 0 | 0 | 31 | 0 | 0 | 30 | 0 | 0 | 31 | 0 | 0 | 31 | 0 | 0 | 30 | 0 | 0 | 31 | 0 | 0 | 30 | 0 | 0 | 31 | 0 | 0
| 4 | 52.683 7: 0; 52.683 9: 0; 52.683 10: 0; 52.683 11: 0; 52.683 12: 2; 52.683 13: 2; 52.683 17: 0.8 |  | FALSE | 1 | 4- | -21.2479 | 8.2073 | 16.1178 | -12.9102 | 7.3997 | 17.0664 | -2.3888 | 6.3528 | 17.9345 | 9.5231 | 5.146 | 18.8411 | 18.6983 | 4.1808 | 19.6954 | 23.2829 | 3.717 | 20.2995 | 21.6336 | 4.0059 | 20.1862 | 14.2522 | 4.7742 | 19.3695 | 3.2917 | 5.624 | 18.201 | -8.2596 | 6.4863 | 17.0225 | -18.3262 | 7.4637 | 16.0296 | -23.2189 | 8.2077 | 15.6412 | 0 | 31 | 0 | 0 | 28 | 0 | 0 | 31 | 0 | 0 | 30 | 0 | 0 | 31 | 0 | 0 | 30 | 0 | 0 | 31 | 0 | 0 | 31 | 0 | 0 | 30 | 0 | 0 | 31 | 0 | 0 | 30 | 0 | 0 | 31 | 0 | 0
| 5 | 52.683 7: 0; 52.683 9: 0; 52.683 10: 0; 52.683 11: 0; 52.683 12: 2; 52.683 13: 2; 52.683 17: 0.8 |  | FALSE | 1 | 5- | -21.2479 | 8.2073 | 16.1178 | -12.9102 | 7.3997 | 17.0664 | -2.3888 | 6.3528 | 17.9345 | 9.5231 | 5.146 | 18.8411 | 18.6983 | 4.1808 | 19.6954 | 23.2829 | 3.717 | 20.2995 | 21.6336 | 4.0059 | 20.1862 | 14.2522 | 4.7742 | 19.3695 | 3.2917 | 5.624 | 18.201 | -8.2596 | 6.4863 | 17.0225 | -18.3262 | 7.4637 | 16.0296 | -23.2189 | 8.2077 | 15.6412 | 0 | 31 | 0 | 0 | 28 | 0 | 0 | 31 | 0 | 0 | 30 | 0 | 0 | 31 | 0 | 0 | 30 | 0 | 0 | 31 | 0 | 0 | 31 | 0 | 0 | 30 | 0 | 0 | 31 | 0 | 0 | 30 | 0 | 0 | 31 | 0 | 0
| 6 | 52.683 7: 0; 52.683 9: 0; 52.683 10: 0; 52.683 11: 0; 52.683 12: 2; 52.683 13: 2; 52.683 17: 0.8 |  | FALSE | 1 | 6- | -21.2479 | 8.2073 | 16.1178 | -12.9102 | 7.3997 | 17.0664 | -2.3888 | 6.3528 | 17.9345 | 9.5231 | 5.146 | 18.8411 | 18.6983 | 4.1808 | 19.6954 | 23.2829 | 3.717 | 20.2995 | 21.6336 | 4.0059 | 20.1862 | 14.2522 | 4.7742 | 19.3695 | 3.2917 | 5.624 | 18.201 | -8.2596 | 6.4863 | 17.0225 | -18.3262 | 7.4637 | 16.0296 | -23.2189 | 8.2077 | 15.6412 | 0 | 31 | 0 | 0 | 28 | 0 | 0 | 31 | 0 | 0 | 30 | 0 | 0 | 31 | 0 | 0 | 30 | 0 | 0 | 31 | 0 | 0 | 31 | 0 | 0 | 30 | 0 | 0 | 31 | 0 | 0 | 30 | 0 | 0 | 31 | 0 | 0
| 7 | 52.683 7: 0; 52.683 9: 0; 52.683 10: 0; 52.683 11: 0; 52.683 12: 2; 52.683 13: 2; 52.683 17: 0.8 |  | FALSE | 1 | 7- | -21.2479 | 8.2073 | 16.1178 | -12.9102 | 7.3997 | 17.0664 | -2.3888 | 6.3528 | 17.9345 | 9.5231 | 5.146 | 18.8411 | 18.6983 | 4.1808 | 19.6954 | 23.2829 | 3.717 | 20.2995 | 21.6336 | 4.0059 | 20.1862 | 14.2522 | 4.7742 | 19.3695 | 3.2917 | 5.624 | 18.201 | -8.2596 | 6.4863 | 17.0225 | -18.3262 | 7.4637 | 16.0296 | -23.2189 | 8.2077 | 15.6412 | 0 | 31 | 0 | 0 | 28 | 0 | 0 | 31 | 0 | 0 | 30 | 0 | 0 | 31 | 0 | 0 | 30 | 0 | 0 | 31 | 0 | 0 | 31 | 0 | 0 | 30 | 0 | 0 | 31 | 0 | 0 | 30 | 0 | 0 | 31 | 0 | 0
| 8 | 52.683 7: 0; 52.683 9: 0; 52.683 10: 0; 52.683 11: 0; 52.683 12: 2; 52.683 13: 2; 52.683 17: 0.8 |  | FALSE | 1 | 8- | -21.2479 | 8.2073 | 16.1178 | -12.9102 | 7.3997 | 17.0664 | -2.3888 | 6.3528 | 17.9345 | 9.5231 | 5.146 | 18.8411 | 18.6983 | 4.1808 | 19.6954 | 23.2829 | 3.717 | 20.2995 | 21.6336 | 4.0059 | 20.1862 | 14.2522 | 4.7742 | 19.3695 | 3.2917 | 5.624 | 18.201 | -8.2596 | 6.4863 | 17.0225 | -18.3262 | 7.4637 | 16.0296 | -23.2189 | 8.2077 | 15.6412 | 0 | 31 | 0 | 0 | 28 | 0 | 0 | 31 | 0 | 0 | 30 | 0 | 0 | 31 | 0 | 0 | 30 | 0 | 0 | 31 | 0 | 0 | 31 | 0 | 0 | 30 | 0 | 0 | 31 | 0 | 0 | 30 | 0 | 0 | 31 | 0 | 0
| 9 | 52.683 7: 0; 52.683 9: 0; 52.683 10: 0; 52.683 11: 0; 52.683 12: 2; 52.683 13: 2; 52.683 17: 0.8 |  | FALSE | 1 | 9- | -21.2479 | 8.2073 | 16.1178 | -12.9102 | 7.3997 | 17.0664 | -2.3888 | 6.3528 | 17.9345 | 9.5231 | 5.146 | 18.8411 | 18.6983 | 4.1808 | 19.6954 | 23.2829 | 3.717 | 20.2995 | 21.6336 | 4.0059 | 20.1862 | 14.2522 | 4.7742 | 19.3695 | 3.2917 | 5.624 | 18.201 | -8.2596 | 6.4863 | 17.0225 | -18.3262 | 7.4637 | 16.0296 | -23.2189 | 8.2077 | 15.6412 | 0 | 31 | 0 | 0 | 28 | 0 | 0 | 31 | 0 | 0 | 30 | 0 | 0 | 31 | 0 | 0 | 30 | 0 | 0 | 31 | 0 | 0 | 31 | 0 | 0 | 30 | 0 | 0 | 31 | 0 | 0 | 30 | 0 | 0 | 31 | 0 | 0
| 10 | 52.683 7: 0; 52.683 9: 0; 52.683 10: 0; 52.683 11: 0; 52.683 12: 2; 52.683 13: 2; 52.683 17: 0.8 |  | FALSE | 1 | 10- | -21.2479 | 8.2073 | 16.1178 | -12.9102 | 7.3997 | 17.0664 | -2.3888 | 6.3528 | 17.9345 | 9.5231 | 5.146 | 18.8411 | 18.6983 | 4.1808 | 19.6954 | 23.2829 | 3.717 | 20.2995 | 21.6336 | 4.0059 | 20.1862 | 14.2522 | 4.7742 | 19.3695 | 3.2917 | 5.624 | 18.201 | -8.2596 | 6.4863 | 17.0225 | -18.3262 | 7.4637 | 16.0296 | -23.2189 | 8.2077 | 15.6412 | 0 | 31 | 0 | 0 | 28 | 0 | 0 | 31 | 0 | 0 | 30 | 0 | 0 | 31 | 0 | 0 | 30 | 0 | 0 | 31 | 0 | 0 | 31 | 0 | 0 | 30 | 0 | 0 | 31 | 0 | 0 | 30 | 0 | 0 | 31 | 0 | 0
| 11 | 52.683 7: 0; 52.683 9: 0; 52.683 10: 0; 52.683 11: 0; 52.683 12: 2; 52.683 13: 2; 52.683 17: 0.8 |  | FALSE | 1 | 11- | -21.2479 | 8.2073 | 16.1178 | -12.9102 | 7.3997 | 17.0664 | -2.3888 | 6.3528 | 17.9345 | 9.5231 | 5.146 | 18.8411 | 18.6983 | 4.1808 | 19.6954 | 23.2829 | 3.717 | 20.2995 | 21.6336 | 4.0059 | 20.1862 | 14.2522 | 4.7742 | 19.3695 | 3.2917 | 5.624 | 18.201 | -8.2596 | 6.4863 | 17.0225 | -18.3262 | 7.4637 | 16.0296 | -23.2189 | 8.2077 | 15.6412 | 0 | 31 | 0 | 0 | 28 | 0 | 0 | 31 | 0 | 0 | 30 | 0 | 0 | 31 | 0 | 0 | 30 | 0 | 0 | 31 | 0 | 0 | 31 | 0 | 0 | 30 | 0 | 0 | 31 | 0 | 0 | 30 | 0 | 0 | 31 | 0 | 0
| 12 | 52.683 7: 0; 52.683 9: 0; 52.683 10: 0; 52.683 11: 0; 52.683 12: 2; 52.683 13: 2; 52.683 17: 0.8 |  | FALSE | 1 | 12- | -21.2479 | 8.2073 | 16.1178 | -12.9102 | 7.3997 | 17.0664 | -2.3888 | 6.3528 | 17.9345 | 9.5231 | 5.146 | 18.8411 | 18.6983 | 4.1808 | 19.6954 | 23.2829 | 3.717 | 20.2995 | 21.6336 | 4.0059 | 20.1862 | 14.2522 | 4.7742 | 19.3695 | 3.2917 | 5.624 | 18.201 | -8.2596 | 6.4863 | 17.0225 | -18.3262 | 7.4637 | 16.0296 | -23.2189 | 8.2077 | 15.6412 | 0 | 31 | 0 | 0 | 28 | 0 | 0 | 31 | 0 | 0 | 30 | 0 | 0 | 31 | 0 | 0 | 30 | 0 | 0 | 31 | 0 | 0 | 31 | 0 | 0 | 30 | 0 | 0 | 31 | 0 | 0 | 30 | 0 | 0 | 31 | 0 | 0
| 13 | 52.683 7: 0; 52.683 9: 0; 52.683 10: 0; 52.683 11: 0; 52.683 12: 2; 52.683 13: 2; 52.683 17: 0.8 |  | FALSE | 1 | 13- | -21.2479 | 8.2073 | 16.1178 | -12.9102 | 7.3997 | 17.0664 | -2.3888 | 6.3528 | 17.9345 | 9.5231 | 5.146 | 18.8411 | 18.6983 | 4.1808 | 19.6954 | 23.2829 | 3.717 | 20.2995 | 21.6336 | 4.0059 | 20.1862 | 14.2522 | 4.7742 | 19.3695 | 3.2917 | 5.624 | 18.201 | -8.2596 | 6.4863 | 17.0225 | -18.3262 | 7.4637 | 16.0296 | -23.2189 | 8.2077 | 15.6412 | 0 | 31 | 0 | 0 | 28 | 0 | 0 | 31 | 0 | 0 | 30 | 0 | 0 | 31 | 0 | 0 | 30 | 0 | 0 | 31 | 0 | 0 | 31 | 0 | 0 | 30 | 0 | 0 | 31 | 0 | 0 | 30 | 0 | 0 | 31 | 0 | 0
| 14 | 52.683 7: 0; 52.683 9: 0; 52.683 10: 0; 52.683 11: 0; 52.683 12: 2; 52.683 13: 2; 52.683 17: 0.8 |  | FALSE | 1 | 14- | -21.2479 | 8.2073 | 16.1178 | -12.9102 | 7.3997 | 17.0664 | -2.3888 | 6.3528 | 17.9345 | 9.5231 | 5.146 | 18.8411 | 18.6983 | 4.1808 | 19.6954 | 23.2829 | 3.717 | 20.2995 | 21.6336 | 4.0059 | 20.1862 | 14.2522 | 4.7742 | 19.3695 | 3.2917 | 5.624 | 18.201 | -8.2596 | 6.4863 | 17.0225 | -18.3262 | 7.4637 | 16.0296 | -23.2189 | 8.2077 | 15.6412 | 0 | 31 | 0 | 0 | 28 | 0 | 0 | 31 | 0 | 0 | 30 | 0 | 0 | 31 | 0 | 0 | 30 | 0 | 0 | 31 | 0 | 0 | 31 | 0 | 0 | 30 | 0 | 0 | 31 | 0 | 0 | 30 | 0 | 0 | 31 | 0 | 0
| 15 | 52.683 7: 0; 52.683 9: 0; 52.683 10: 0; 52.683 11: 0; 52.683 12: 2; 52.683 13: 2; 52.683 17: 0.8 |  | FALSE | 1 | 15- | -21.2479 | 8.2073 | 16.1178 | -12.9102 | 7.3997 | 17.0664 | -2.3888 | 6.3528 | 17.9345 | 9.5231 | 5.146 | 18.8411 | 18.6983 | 4.1808 | 19.6954 | 23.2829 | 3.717 | 20.2995 | 21.6336 | 4.0059 | 20.1862 | 14.2522 | 4.7742 | 19.3695 | 3.2917 | 5.624 | 18.201 | -8.2596 | 6.4863 | 17.0225 | -18.3262 | 7.4637 | 16.0296 | -23.2189 | 8.2077 | 15.6412 | 0 | 31 | 0 | 0 | 28 | 0 | 0 | 31 | 0 | 0 | 30 | 0 | 0 | 31 | 0 | 0 | 30 | 0 | 0 | 31 | 0 | 0 | 31 | 0 | 0 | 30 | 0 | 0 | 31 | 0 | 0 | 30 | 0 | 0 | 31 | 0 | 0
| 16 | 52.683 7: 0; 52.683 9: 0; 52.683 10: 0; 52.683 11: 0; 52.683 12: 2; 52.683 13: 2; 52.683 17: 0.8 |  | FALSE | 1 | 16- | -21.2479 | 8.2073 | 16.1178 | -12.9102 | 7.3997 | 17.0664 | -2.3888 | 6.3528 | 17.9345 | 9.5231 | 5.146 | 18.8411 | 18.6983 | 4.1808 | 19.6954 | 23.2829 | 3.717 | 20.2995 | 21.6336 | 4.0059 | 20.1862 | 14.2522 | 4.7742 | 19.3695 | 3.2917 | 5.624 | 18.201 | -8.2596 | 6.4863 | 17.0225 | -18.3262 | 7.4637 | 16.0296 | -23.2189 | 8.2077 | 15.6412 | 0 | 31 | 0 | 0 | 28 | 0 | 0 | 31 | 0 | 0 | 30 | 0 | 0 | 31 | 0 | 0 | 30 | 0 | 0 | 31 | 0 | 0 | 31 | 0 | 0 | 30 | 0 | 0 | 31 | 0 | 0 | 30 | 0 | 0 | 31 | 0 | 0
| 17 | 52.683 7: 0; 52.683 9: 0; 52.683 10: 0; 52.683 11: 0; 52.683 12: 2; 52.683 13: 2; 52.683 17: 0.8 |  | FALSE | 1 | 17- | -21.2479 | 8.2073 | 16.1178 | -12.9102 | 7.3997 | 17.0664 | -2.3888 | 6.3528 | 17.9345 | 9.5231 | 5.146 | 18.8411 | 18.6983 | 4.1808 | 19.6954 | 23.2829 | 3.717 | 20.2995 | 21.6336 | 4.0059 | 20.1862 | 14.2522 | 4.7742 | 19.3695 | 3.2917 | 5.624 | 18.201 | -8.2596 | 6.4863 | 17.0225 | -18.3262 | 7.4637 | 16.0296 | -23.2189 | 8.2077 | 15.6412 | 0 | 31 | 0 | 0 | 28 | 0 | 0 | 31 | 0 | 0 | 30 | 0 | 0 | 31 | 0 | 0 | 30 | 0 | 0 | 31 | 0 | 0 | 31 | 0 | 0 | 30 | 0 | 0 | 31 | 0 | 0 | 30 | 0 | 0 | 31 | 0 | 0
| 18 | 52.683 7: 0; 52.683 9: 0; 52.683 10: 0; 52.683 11: 0; 52.683 12: 2; 52.683 13: 2; 52.683 17: 0.8 |  | FALSE | 1 | 18- | -21.2479 | 8.2073 | 16.1178 | -12.9102 | 7.3997 | 17.0664 | -2.3888 | 6.3528 | 17.9345 | 9.5231 | 5.146 | 18.8411 | 18.6983 | 4.1808 | 19.6954 | 23.2829 | 3.717 | 20.2995 | 21.6336 | 4.0059 | 20.1862 | 14.2522 | 4.7742 | 19.3695 | 3.2917 | 5.624 | 18.201 | -8.2596 | 6.4863 | 17.0225 | -18.3262 | 7.4637 | 16.0296 | -23.2189 | 8.2077 | 15.6412 | 0 | 31 | 0 | 0 | 28 | 0 | 0 | 31 | 0 | 0 | 30 | 0 | 0 | 31 | 0 | 0 | 30 | 0 | 0 | 31 | 0 | 0 | 31 | 0 | 0 | 30 | 0 | 0 | 31 | 0 | 0 | 30 | 0 | 0 | 31 | 0 | 0
| 19 | 52.683 7: 0; 52.683 9: 0; 52.683 10: 0; 52.683 11: 0; 52.683 12: 2; 52.683 13: 2; 52.683 17: 0.8 |  | FALSE | 1 | 19- | -21.2479 | 8.2073 | 16.1178 | -12.9102 | 7.3997 | 17.0664 | -2.3888 | 6.3528 | 17.9345 | 9.5231 | 5.146 | 18.8411 | 18.6983 | 4.1808 | 19.6954 | 23.2829 | 3.717 | 20.2995 | 21.6336 | 4.0059 | 20.1862 | 14.2522 | 4.7742 | 19.3695 | 3.2917 | 5.624 | 18.201 | -8.2596 | 6.4863 | 17.0225 | -18.3262 | 7.4637 | 16.0296 | -23.2189 | 8.2077 | 15.6412 | 0 | 31 | 0 | 0 | 28 | 0 | 0 | 31 | 0 | 0 | 30 | 0 | 0 | 31 | 0 | 0 | 30 | 0 | 0 | 31 | 0 | 0 | 31 | 0 | 0 | 30 | 0 | 0 | 31 | 0 | 0 | 30 | 0 | 0 | 31 | 0 | 0
| 20 | 52.683 7: 0; 52.683 9: 0; 52.683 10: 0; 52.683 11: 0; 52.683 12: 2; 52.683 13: 2; 52.683 17: 0.8 |  | FALSE | 1 | 20- | -21.2479 | 8.2073 | 16.1178 | -12.9102 | 7.3997 | 17.0664 | -2.3888 | 6.3528 | 17.9345 | 9.5231 | 5.146 | 18.8411 | 18.6983 | 4.1808 | 19.6954 | 23.2829 | 3.717 | 20.2995 | 21.6336 | 4.0059 | 20.1862 | 14.2522 | 4.7742 | 19.3695 | 3.2917 | 5.624 | 18.201 | -8.2596 | 6.4863 | 17.0225 | -18.3262 | 7.4637 | 16.0296 | -23.2189 | 8.2077 | 15.6412 | 0 | 31 | 0 | 0 | 28 | 0 | 0 | 31 | 0 | 0 | 30 | 0 | 0 | 31 | 0 | 0 | 30 | 0 | 0 | 31 | 0 | 0 | 31 | 0 | 0 | 30 | 0 | 0 | 31 | 0 | 0 | 30 | 0 | 0 | 31 | 0 | 0
| 21 | Single office |  |  | 7 | 18 | 11 | 250 | 2750 | 2543 | 207 | 13 |  |  | 500 | 0.8 | 0.8 | 0.3 | 0.9 | 0.7 |  | 20 | 4 |  | 1 |  | 10 |  |  |  | 21-Single office
| 22 | Group office |  |  | 7 | 18 | 11 | 250 | 2750 | 2543 | 207 | 13 |  |  | 500 | 0.8 | 0.8 | 0.3 | 1.25 | 0.7 |  | 20 | 4 |  | 1 | [5 empty] | 22-Group office
| 23 | Open-plan office |  |  | 7 | 18 | 11 | 250 | 2750 | 2543 | 207 | 13 |  |  | 500 | 0.8 | 0.8 | 0 | 2.5 | 1 |  | 20 | 4 |  | 1 |  | 15 |  |  |  | 23-Open-plan office
| 24 | Meeting |  |  | 7 | 18 | 11 | 250 | 2750 | 2543 | 207 | 13 |  |  | 500 | 0.8 | 0.8 | 0.5 | 1.25 | 1 |  | 20 | 4 |  | 1 |  | 2 |  |  |  | 24-Meeting
| 25 | Counter area |  |  | 7 | 18 | 11 | 250 | 2750 | 2543 | 207 | 13 |  |  | 200 | 0.8 | 0.8 | 0 | 1.5 | 1 |  | 20 | 4 | [7 empty] | 25-Counter area
| 26 | Retail |  |  | 8 | 20 | 12 | 300 | 3600 | 2999 | 601 | 14 |  |  | 300 | 0.8 | 0.8 | 0 | 2.5 | 1 |  | 20 | 4 |  | 1 |  | 7 |  |  |  | 26-Retail
| 27 | Classroom |  |  | 8 | 15 | 7 | 200 | 1400 | 1398 | 2 | 9 |  |  | 300 | 0.8 | 0.8 | 0.25 | 2 | 0.9 |  | 20 | 4 |  | 1 |  | 2 |  |  |  | 27-Classroom
| 28 | University auditorium |  |  | 8 | 18 | 10 | 150 | 1500 | 1409 | 91 | 12 |  |  | 500 | 0.8 | 0.8 | 0.25 | 2.5 | 0.7 |  | 20 | 4 |  | 1 |  | 0.75 |  |  |  | 28-University auditorium
| 29 | Bedroom |  |  | 0 | 24 | 24 | 365 | 8760 | 4407 | 4353 | 24 |  |  | 300 | 0.8 | 0.8 | 0 | 1.5 | 0.5 |  | 20 | 4 |  | 1 | [5 empty] | 29-Bedroom
| 30 | Hotel room |  |  | 21 | 8 | 11 | 365 | 4015 | 755 | 3260 | 24 |  |  | 200 | 0.8 | 0.8 | 0.25 | 1.25 | 0.3 |  | 20 | 4 |  | 2 | [5 empty] | 30-Hotel room
| 31 | Canteen |  |  | 8 | 15 | 7 | 250 | 1750 | 1748 | 2 | 9 |  |  | 200 | 0.8 | 0.8 | 0 | 2.5 | 1 |  | 20 | 4 |  | 1 | [5 empty] | 31-Canteen
| 32 | Restaurant |  |  | 10 | 0 | 14 | 300 | 4200 | 2404 | 1796 | 16 |  |  | 200 | 0.8 | 0.8 | 0 | 2.5 | 1 |  | 20 | 4 |  | 1 |  | 1.5 |  |  |  | 32-Restaurant
| 33 | Kitchen non-residential |  |  | 10 | 23 | 13 | 300 | 3900 | 2404 | 1496 | 15 |  |  | 500 | 0.8 | 0.8 | 0 | 1.5 | 1 |  | 20 | 4 |  | 1 | [5 empty] | 33-Kitchen non-residential
| 34 | Kitchen, Storage, Preparation |  |  | 7 | 23 | 16 | 300 | 3900 | 2404 | 1496 | 15 |  |  | 300 | 0.8 | 0.8 | 0.5 | 1.5 | 1 |  | 20 | 4 |  | 1 | [5 empty] | 34-Kitchen, Storage, Preparation
| 35 | WC, Sanitary |  |  | 7 | 18 | 11 | 250 | 2750 | 2543 | 207 | 13 |  |  | 200 | 0.8 | 0.8 | 0.9 | 0.8 | 1 |  | 20 | 4 |  | 1 | [5 empty] | 35-WC, Sanitary
| 36 | Other habitable rooms |  |  | 7 | 18 | 11 | 250 | 2750 | 2543 | 207 | 13 |  |  | 300 | 0.8 | 0.8 | 0.5 | 1.25 | 1 |  | 20 | 4 | [7 empty] | 36-Other habitable rooms
| 37 | Secondary areas |  |  | 7 | 18 | 11 | 250 | 2750 | 2543 | 207 | 13 |  |  | 100 | 0.8 | 0.8 | 0.9 | 1.5 | 1 |  | 20 | 4 | [7 empty] | 37-Secondary areas
| 38 | Circulation area |  |  | 7 | 18 | 11 | 250 | 2750 | 2543 | 207 | 13 |  |  | 100 | 0 | 0 | 0.8 | 0.8 | 1 |  | 20 | 4 | [7 empty] | 38-Circulation area
| 39 | Storage, Services |  |  | 7 | 18 | 11 | 250 | 2750 | 2543 | 207 | 13 |  |  | 100 | 0.8 | 0.8 | 0.98 | 1.5 | 1 |  | 20 | 4 | [7 empty] | 39-Storage, Services
| 40 | Server room |  |  | 0 | 24 | 24 | 365 | 8760 | 4407 | 4353 | 24 |  |  | 500 | 0.8 | 0.8 | 0.5 | 1.5 | 0.5 |  | 20 | 4 |  | 1 | [5 empty] | 40-Server room
| 41 | Workshop |  |  | 7 | 16 | 9 | 250 | 2250 | 2192 | 58 | 11 |  |  | 500 | 0.8 | 0.8 | 0 | 2 | 1 |  | 20 | 4 | [7 empty] | 41-Workshop
| 42 | Theatre auditorium |  |  | 19 | 23 | 4 | 250 | 1001 | 55 | 946 | 6 |  |  | 200 | 0.8 | 0.8 | 0 | 4 | 1 |  | 20 | 4 |  | 1 | [5 empty] | 42-Theatre auditorium
| 43 | Theatre foyer |  |  | 19 | 23 | 4 | 250 | 1001 | 55 | 946 | 6 |  |  | 300 | 0.8 | 0.8 | 0.5 | 4 | 1 |  | 20 | 4 | [7 empty] | 43-Theatre foyer
| 44 | Theatre stage |  |  | 13 | 23 | 10 | 250 | 2500 | 1253 | 1247 | 12 |  |  | 1000 | 0.8 | 0.8 | 0 | 2.5 | 0.6 |  | 20 | 4 | [7 empty] | 44-Theatre stage
| 45 | Fair, Congress |  |  | 13 | 18 | 5 | 150 | 1350 | 1260 | 90 | 11 |  |  | 300 | 0.8 | 0.8 | 0.5 | 5 | 1 |  | 20 | 4 | [7 empty] | 45-Fair, Congress
| 46 | Exhibition |  |  | 10 | 18 | 8 | 250 | 2001 | 1850 | 151 | 24 |  |  | 200 | 0.8 | 0.8 | 0 | 2 | 1 |  | 20 | 4 | [7 empty] | 46-Exhibition
| 47 | Library reading room |  |  | 8 | 20 | 12 | 300 | 3600 | 2999 | 601 | 14 |  |  | 500 | 0.8 | 0.8 | 0 | 1.5 | 1 |  | 20 | 4 | [7 empty] | 47-Library reading room
| 48 | Open access library |  |  | 8 | 20 | 12 | 300 | 3600 | 2999 | 601 | 14 |  |  | 200 | 0.8 | 0.8 | 0 | 1.5 | 1 |  | 20 | 4 | [7 empty] | 48-Open access library
| 49 | Library repository |  |  | 8 | 20 | 12 | 300 | 3600 | 2999 | 601 | 14 |  |  | 100 | 0.8 | 0.8 | 0.9 | 1.5 | 1 |  | 20 | 4 | [7 empty] | 49-Library repository
| 50 | Gymnasium |  |  | 8 | 23 | 15 | 300 | 4500 | 3002 | 1498 | 17 |  |  | 300 | 0.8 | 0.8 | 0.3 | 2 | 1 |  | 20 | 4 | [7 empty] | 50-Gymnasium
| 51 | Parking garage |  |  | 7 | 18 | 11 | 250 | 2750 | 2543 | 207 | 0 |  |  | 75 | 0 | 0 | 0.95 | 2 | 1 |  | 20 | 4 |  | 1 | [5 empty] | 51-Parking garage
| 52 | Public parking garage |  |  | 9 | 0 | 15 | 365 | 5475 | 3290 | 2185 | 0 |  |  | 75 | 0 | 0 | 0.8 | 4 | 1 |  | 20 | 4 |  | 1 | [5 empty] | 52-Public parking garage
| 53 | 52.683 22: 20; 52.683 23: 4 |  |  |  | 53-
| 54 | 52.683 22: 20; 52.683 23: 4 |  |  |  | 54-
Heat emitted by people of different activities (sensible heat)
| 1 | Latitude [°]: 2: <= 10 yr., sitting; 52.683 3: 60
| 2 | Latitude [°]: 2: > 10 yr., sitting; 52.683 3: 80
| 3 | Latitude [°]: 2: >10 yr., standing or light work; 52.683 3: 100

## Electricity non-res
Strom_NiWo
| - | [26 empty] | PER and PE specific values ►
| Electricity demand for non-residential buildings (at the moment this worksheet is inactive. Calculation takes place in the 'Electricity' worksheet). | [29 empty] | EnerPHit with PHPP Version 9.3 | Error(s):
23 / Climate: Hemsby / TFA: 95 m² / Heating: 26.6 kWh/(m²a) / Freq. overheating: 0 % / PER: 28.2 kWh/(m²a)
|  | Treated floor area ATFA: | 94.62 | m² | [9 empty] | Window properties (from 'Windows' worksheet):
|  | Auxiliary electricity demand: | 161.9028 | kWh/a | [6 empty] | Shading | Dirt factor | Non-perpendicular radiation | Glazing fraction | [60 empty] | Faktor a3
|  |  | PER factors: | PE factors: | [5 empty] | North | 0.91356 | 0.95 | 0.85 | 0.60134 | [25 empty] | CO2 | [33 empty] | Nord | 0.75
|  | Electricity: | 1.3 | 2.6 | kWh/kWh |  |  |  |  | East | 0.78596 |  |  | 0.5895 | [25 empty] | 532 | g/kWh | [32 empty] | Ost | 0.85
|  | RE gas / Natural gas: | 1.75 | 1.1 | kWh/kWh |  |  |  |  | South | 0.86543 |  |  | 0.67038 | [25 empty] | 250 | g/kWh | [32 empty] | Süd | 1
|  | Energy carrier for DHW: |  | 1.1 | kWh/kWh |  |  |  |  | West | 0.67701 |  |  | 0.59621 | [25 empty] | 250 | g/kWh | [32 empty] | West | 0.85
|  | Solar fraction of DHW | 54.22%
|  | Marginal performance ratio DHW: | [62 empty] | Standard
Sturzhöhe
[5 empty] | Facade with windows |  |  |  |  | Geometry: input of a typical room | [54 empty] | 2.2
| Lighting / non-residential | Net ground area | Room category | Power of nominal lighting | Deviation from North | Orientation | Light transmission glazing | Window existing? |  | Room depth | Room width | Room height | Lintel height | Window width |  |  | Daylight utilisation | User data: Installed lighting power | Installed lighting power (standard) | Lighting control | Motion detector used? | Lighting check |  | Utilisation hours per year | User determined: Lighting full load hours | Full load hours of lighting | Electricity demand (kWh/a) | Spec. electricity demand (kWh/(m²a)) | PER demand | PE demand | [6 empty] | Geometrie korrekt? | Reflexionsgrad Decke | Reflexionsgrad Wand | Reflexionsgrad Boden | mittlerer Reflexionsgrad der Raumfläche (Ref) | mittlerer Reflexionsgrad der Raumfläche (u, Ref) | mittlerer Reflexionsgrad der Raumfläche (o, Ref) | mittlerer Reflexionsgrad der Raumfläche | mittlerer Reflexionsgrad der Raumfläche (u) | mittlerer Reflexionsgrad der Raumfläche (o) | Raumbegrenzungs-fläche | alfa | alfa' | Fensterfaktor (o) | Fensterfaktor (u) | Dr(Ref) | Dr(neu) | DDr | Anteil des Tageslichbereichs | Raumindex Standard | Raumindex verwendet | Anpassungs-faktor | Nutzungsstunden im Jahr am Tag | Nutzungsstunden im Jahr zur Nachtzeit | Brüstungshöhe | Höhe der Nutzebene | relative Abwesenheit | effektiver Lichttransmissionsgrad | Sturzhöhe | Transparenz Index | Raumtiefenindex Tageslichtbereich | Raumtiefenindex gesamter Raum | Verschattung | TQ* des Bereichs | TQ des Bereichs | Tageslichtnutzung | Volllaststunden Tageslicht-bereich | Volllaststunden nicht Tageslicht-bereich | a1 | a2 | a3 | Tageslichtversorgungsfaktor CTL,vers | Tageslichtversorgungsfaktor bei aktiviertem Sonnenschutz CTL,vers,SA | Tageslicht-steuerung | Spalte Kontrolle, Beleuchtung | Spalte Kontrolle, Tageslicht | Faktor zur Berücksichtigung des tageslichtabhängigen Beleuchtungskontrollsystems CTL, kon | Teilbetriebsfaktor zur Berück-sichtigung der Tageslichtver-sorgung FTL | relativer Zeitraum mit aktiviertem Sonnenschutz | Fpräs | Neigung gegen die Horizontale | Orientierung | Orientierung | Teilbetriebsfaktor der Gebäudebetriebszeit für Beleuchtung | Raumgeometrie: Standard oder eigene Eingabe (1/0)
| Room / Zone | m² |  | Lux | Degrees |  | - | [x] |  | m | m | m | m | m |  |  |  | W/m² | W/m² |  | [x] |  |  | h/a | h/a | h/a | kWh/a | kWh/(m²a) | kWh/a | kWh/a |  |  | gewähltes | [18 empty] | % | % | % |  |  |  |  | h/a | h/a | m | m |  |  | m |  |  |  |  | % |  |  | h/a | h/a | [12 empty] | Grad
|  |  |  | 15 | [19 empty] | 9 | [8 empty] | Nutzungsprofil | Zeile benutzt? | Kateg./Orientierung? | Geometrie? | [19 empty] | 19 |  |  | 10 | 11 |  | 17 | 18 | [20 empty] | #N/A | [5 empty] | 20 |  | Standardlichtreflexionsgradkombination der Raumbegrenzungsflächen
[7 empty] | 69% | [9 empty] | None |  | 0 | 1 |  | Manual | Without motion detector | [10 empty] | no | FALSE | 1 | 1 | 0.7 | 0.5 | 0.2 | #DIV/0! | #DIV/0! | #DIV/0! | #DIV/0! | #DIV/0! | #DIV/0! | 0 | 0.5236 | 0.85707 | 0.26635 | 0.075475 | #DIV/0! | #DIV/0! | #DIV/0! | 0 |  |  | 0.48 |  |  | 0.8 |  |  | 0.39002 | 0 | 0 | #VALUE! | #VALUE! | 0.75 | 0 | 0 | keine | #N/A | #VALUE! | 0.26 | 0.7 | 0.85 | 0 | 0.7 | 1 | #N/A | 0 | #N/A | #N/A | 0.33 | 1 | 90 | 0.70711 | 0.70711 |  | 0 | roh Wand | 0.5
[7 empty] | 69% | [9 empty] | None |  | 0 | 1 |  | Manual | Without motion detector | [10 empty] | no | FALSE | 1 | 1 | 0.7 | 0.5 | 0.2 | #DIV/0! | #DIV/0! | #DIV/0! | #DIV/0! | #DIV/0! | #DIV/0! | 0 | 0.5236 | 0.85707 | 0.26635 | 0.075475 | #DIV/0! | #DIV/0! | #DIV/0! | 0 |  |  | 0.48 |  |  | 0.8 |  |  | 0.39002 | 0 | 0 | #VALUE! | #VALUE! | 0.75 | 0 | 0 | keine | #N/A | #VALUE! | 0.26 | 0.7 | 0.85 | 0 | 0.7 | 1 | #N/A | 0 | #N/A | #N/A | 0.33 | 1 | 90 | 0.70711 | 0.70711 |  | 0 | ro Decke | 0.7
[7 empty] | 69% | [9 empty] | None |  | 0 | 1 |  | Manual | Without motion detector | [10 empty] | no | FALSE | 1 | 1 | 0.7 | 0.5 | 0.2 | #DIV/0! | #DIV/0! | #DIV/0! | #DIV/0! | #DIV/0! | #DIV/0! | 0 | 0.5236 | 0.85707 | 0.26635 | 0.075475 | #DIV/0! | #DIV/0! | #DIV/0! | 0 |  |  | 0.48 |  |  | 0.8 |  |  | 0.39002 | 0 | 0 | #VALUE! | #VALUE! | 0.75 | 0 | 0 | keine | #N/A | #VALUE! | 0.26 | 0.7 | 0.85 | 0 | 0.7 | 1 | #N/A | 0 | #N/A | #N/A | 0.33 | 1 | 90 | 0.70711 | 0.70711 |  | 0 | ro Boden | 0.2
[7 empty] | 69% | [9 empty] | None |  | 0 | 1 |  | Manual | Without motion detector | [10 empty] | no | FALSE | 1 | 1 | 0.7 | 0.5 | 0.2 | #DIV/0! | #DIV/0! | #DIV/0! | #DIV/0! | #DIV/0! | #DIV/0! | 0 | 0.5236 | 0.85707 | 0.26635 | 0.075475 | #DIV/0! | #DIV/0! | #DIV/0! | 0 |  |  | 0.48 |  |  | 0.8 |  |  | 0.39002 | 0 | 0 | #VALUE! | #VALUE! | 0.75 | 0 | 0 | keine | #N/A | #VALUE! | 0.26 | 0.7 | 0.85 | 0 | 0.7 | 1 | #N/A | 0 | #N/A | #N/A | 0.33 | 1 | 90 | 0.70711 | 0.70711 |  | 0
[7 empty] | 69% | [9 empty] | None |  | 0 | 1 |  | Manual | Without motion detector | [10 empty] | no | FALSE | 1 | 1 | 0.7 | 0.5 | 0.2 | #DIV/0! | #DIV/0! | #DIV/0! | #DIV/0! | #DIV/0! | #DIV/0! | 0 | 0.5236 | 0.85707 | 0.26635 | 0.075475 | #DIV/0! | #DIV/0! | #DIV/0! | 0 |  |  | 0.48 |  |  | 0.8 |  |  | 0.39002 | 0 | 0 | #VALUE! | #VALUE! | 0.75 | 0 | 0 | keine | #N/A | #VALUE! | 0.26 | 0.7 | 0.85 | 0 | 0.7 | 1 | #N/A | 0 | #N/A | #N/A | 0.33 | 1 | 90 | 0.70711 | 0.70711 |  | 0 | Anpassungsfaktor kR zur Berücksichtigung des Einflusses der Raumauslegung in Abhängigkeit des Raumindex k: Anpassungsfaktor kR (Tabelle 3, DIN V 18599 - 4: 2005-07)
[7 empty] | 69% | [9 empty] | None |  | 0 | 1 |  | Manual | Without motion detector | [10 empty] | no | FALSE | 1 | 1 | 0.7 | 0.5 | 0.2 | #DIV/0! | #DIV/0! | #DIV/0! | #DIV/0! | #DIV/0! | #DIV/0! | 0 | 0.5236 | 0.85707 | 0.26635 | 0.075475 | #DIV/0! | #DIV/0! | #DIV/0! | 0 |  |  | 0.48 |  |  | 0.8 |  |  | 0.39002 | 0 | 0 | #VALUE! | #VALUE! | 0.75 | 0 | 0 | keine | #N/A | #VALUE! | 0.26 | 0.7 | 0.85 | 0 | 0.7 | 1 | #N/A | 0 | #N/A | #N/A | 0.33 | 1 | 90 | 0.70711 | 0.70711 |  | 0 | Raumindex k Beleuchtungsart | 0.6 | 0.7 | 0.8 | 0.9 | 1 | 1.25 | 1.5 | 2 | 2.5 | 3 | 4 | 5
[7 empty] | 69% | [9 empty] | None |  | 0 | 1 |  | Manual | Without motion detector | [10 empty] | no | FALSE | 1 | 1 | 0.7 | 0.5 | 0.2 | #DIV/0! | #DIV/0! | #DIV/0! | #DIV/0! | #DIV/0! | #DIV/0! | 0 | 0.5236 | 0.85707 | 0.26635 | 0.075475 | #DIV/0! | #DIV/0! | #DIV/0! | 0 |  |  | 0.48 |  |  | 0.8 |  |  | 0.39002 | 0 | 0 | #VALUE! | #VALUE! | 0.75 | 0 | 0 | keine | #N/A | #VALUE! | 0.26 | 0.7 | 0.85 | 0 | 0.7 | 1 | #N/A | 0 | #N/A | #N/A | 0.33 | 1 | 90 | 0.70711 | 0.70711 |  | 0 | direkt | 1.08 | 0.97 | 0.89 | 0.82 | 0.77 | 0.68 | 0.63 | 0.58 | 0.55 | 0.53 | 0.51 | 0.48
[7 empty] | 69% | [9 empty] | None |  | 0 | 1 |  | Manual | Without motion detector | [10 empty] | no | FALSE | 1 | 1 | 0.7 | 0.5 | 0.2 | #DIV/0! | #DIV/0! | #DIV/0! | #DIV/0! | #DIV/0! | #DIV/0! | 0 | 0.5236 | 0.85707 | 0.26635 | 0.075475 | #DIV/0! | #DIV/0! | #DIV/0! | 0 |  |  | 0.48 |  |  | 0.8 |  |  | 0.39002 | 0 | 0 | #VALUE! | #VALUE! | 0.75 | 0 | 0 | keine | #N/A | #VALUE! | 0.26 | 0.7 | 0.85 | 0 | 0.7 | 1 | #N/A | 0 | #N/A | #N/A | 0.33 | 1 | 90 | 0.70711 | 0.70711 |  | 0 | direkt/indirekt | 1.3 | 1.17 | 1.06 | 0.97 | 0.9 | 0.79 | 0.72 | 0.64 | 0.58 | 0.56 | 0.53 | 0.53
[7 empty] | 69% | [9 empty] | None |  | 0 | 1 |  | Manual | Without motion detector | [10 empty] | no | FALSE | 1 | 1 | 0.7 | 0.5 | 0.2 | #DIV/0! | #DIV/0! | #DIV/0! | #DIV/0! | #DIV/0! | #DIV/0! | 0 | 0.5236 | 0.85707 | 0.26635 | 0.075475 | #DIV/0! | #DIV/0! | #DIV/0! | 0 |  |  | 0.48 |  |  | 0.8 |  |  | 0.39002 | 0 | 0 | #VALUE! | #VALUE! | 0.75 | 0 | 0 | keine | #N/A | #VALUE! | 0.26 | 0.7 | 0.85 | 0 | 0.7 | 1 | #N/A | 0 | #N/A | #N/A | 0.33 | 1 | 90 | 0.70711 | 0.70711 |  | 0 | indirekt | 1.46 | 1.25 | 1.08 | 0.95 | 0.85 | 0.69 | 0.6 | 0.52 | 0.47 | 0.44 | 0.43 | 0.39
[7 empty] | 69% | [9 empty] | None |  | 0 | 1 |  | Manual | Without motion detector | [10 empty] | no | FALSE | 1 | 1 | 0.7 | 0.5 | 0.2 | #DIV/0! | #DIV/0! | #DIV/0! | #DIV/0! | #DIV/0! | #DIV/0! | 0 | 0.5236 | 0.85707 | 0.26635 | 0.075475 | #DIV/0! | #DIV/0! | #DIV/0! | 0 |  |  | 0.48 |  |  | 0.8 |  |  | 0.39002 | 0 | 0 | #VALUE! | #VALUE! | 0.75 | 0 | 0 | keine | #N/A | #VALUE! | 0.26 | 0.7 | 0.85 | 0 | 0.7 | 1 | #N/A | 0 | #N/A | #N/A | 0.33 | 1 | 90 | 0.70711 | 0.70711 |  | 0 | ANMERKUNG Zwischenwerte für den Raumindex können interpoliert
[7 empty] | 69% | [9 empty] | None |  | 0 | 1 |  | Manual | Without motion detector | [10 empty] | no | FALSE | 1 | 1 | 0.7 | 0.5 | 0.2 | #DIV/0! | #DIV/0! | #DIV/0! | #DIV/0! | #DIV/0! | #DIV/0! | 0 | 0.5236 | 0.85707 | 0.26635 | 0.075475 | #DIV/0! | #DIV/0! | #DIV/0! | 0 |  |  | 0.48 |  |  | 0.8 |  |  | 0.39002 | 0 | 0 | #VALUE! | #VALUE! | 0.75 | 0 | 0 | keine | #N/A | #VALUE! | 0.26 | 0.7 | 0.85 | 0 | 0.7 | 1 | #N/A | 0 | #N/A | #N/A | 0.33 | 1 | 90 | 0.70711 | 0.70711 |  | 0
[7 empty] | 69% | [9 empty] | None |  | 0 | 1 |  | Manual | Without motion detector | [10 empty] | no | FALSE | 1 | 1 | 0.7 | 0.5 | 0.2 | #DIV/0! | #DIV/0! | #DIV/0! | #DIV/0! | #DIV/0! | #DIV/0! | 0 | 0.5236 | 0.85707 | 0.26635 | 0.075475 | #DIV/0! | #DIV/0! | #DIV/0! | 0 |  |  | 0.48 |  |  | 0.8 |  |  | 0.39002 | 0 | 0 | #VALUE! | #VALUE! | 0.75 | 0 | 0 | keine | #N/A | #VALUE! | 0.26 | 0.7 | 0.85 | 0 | 0.7 | 1 | #N/A | 0 | #N/A | #N/A | 0.33 | 1 | 90 | 0.70711 | 0.70711 |  | 0 | Parameter zur Bestimmung des Tageslichtversorgungsfaktors (Tabelle 9, DIN V 18599 - 4: 2005-07)
[7 empty] | 69% | [9 empty] | None |  | 0 | 1 |  | Manual | Without motion detector | [10 empty] | no | FALSE | 1 | 1 | 0.7 | 0.5 | 0.2 | #DIV/0! | #DIV/0! | #DIV/0! | #DIV/0! | #DIV/0! | #DIV/0! | 0 | 0.5236 | 0.85707 | 0.26635 | 0.075475 | #DIV/0! | #DIV/0! | #DIV/0! | 0 |  |  | 0.48 |  |  | 0.8 |  |  | 0.39002 | 0 | 0 | #VALUE! | #VALUE! | 0.75 | 0 | 0 | keine | #N/A | #VALUE! | 0.26 | 0.7 | 0.85 | 0 | 0.7 | 1 | #N/A | 0 | #N/A | #N/A | 0.33 | 1 | 90 | 0.70711 | 0.70711 |  | 0 | Beleuchtungsstärke [Lux] | 300 | 500 | 750
[7 empty] | 69% | [9 empty] | None |  | 0 | 1 |  | Manual | Without motion detector | [10 empty] | no | FALSE | 1 | 1 | 0.7 | 0.5 | 0.2 | #DIV/0! | #DIV/0! | #DIV/0! | #DIV/0! | #DIV/0! | #DIV/0! | 0 | 0.5236 | 0.85707 | 0.26635 | 0.075475 | #DIV/0! | #DIV/0! | #DIV/0! | 0 |  |  | 0.48 |  |  | 0.8 |  |  | 0.39002 | 0 | 0 | #VALUE! | #VALUE! | 0.75 | 0 | 0 | keine | #N/A | #VALUE! | 0.26 | 0.7 | 0.85 | 0 | 0.7 | 1 | #N/A | 0 | #N/A | #N/A | 0.33 | 1 | 90 | 0.70711 | 0.70711 |  | 0 | a1 | 0.89 | 0.58 | 0.26
[7 empty] | 69% | [9 empty] | None |  | 0 | 1 |  | Manual | Without motion detector | [10 empty] | no | FALSE | 1 | 1 | 0.7 | 0.5 | 0.2 | #DIV/0! | #DIV/0! | #DIV/0! | #DIV/0! | #DIV/0! | #DIV/0! | 0 | 0.5236 | 0.85707 | 0.26635 | 0.075475 | #DIV/0! | #DIV/0! | #DIV/0! | 0 |  |  | 0.48 |  |  | 0.8 |  |  | 0.39002 | 0 | 0 | #VALUE! | #VALUE! | 0.75 | 0 | 0 | keine | #N/A | #VALUE! | 0.26 | 0.7 | 0.85 | 0 | 0.7 | 1 | #N/A | 0 | #N/A | #N/A | 0.33 | 1 | 90 | 0.70711 | 0.70711 |  | 0 | a2 | 0.1 | 0.4 | 0.7
[7 empty] | 69% | [9 empty] | None |  | 0 | 1 |  | Manual | Without motion detector | [10 empty] | no | FALSE | 1 | 1 | 0.7 | 0.5 | 0.2 | #DIV/0! | #DIV/0! | #DIV/0! | #DIV/0! | #DIV/0! | #DIV/0! | 0 | 0.5236 | 0.85707 | 0.26635 | 0.075475 | #DIV/0! | #DIV/0! | #DIV/0! | 0 |  |  | 0.48 |  |  | 0.8 |  |  | 0.39002 | 0 | 0 | #VALUE! | #VALUE! | 0.75 | 0 | 0 | keine | #N/A | #VALUE! | 0.26 | 0.7 | 0.85 | 0 | 0.7 | 1 | #N/A | 0 | #N/A | #N/A | 0.33 | 1 | 90 | 0.70711 | 0.70711 |  | 0
[7 empty] | 69% | [9 empty] | None |  | 0 | 1 |  | Manual | Without motion detector | [10 empty] | no | FALSE | 1 | 1 | 0.7 | 0.5 | 0.2 | #DIV/0! | #DIV/0! | #DIV/0! | #DIV/0! | #DIV/0! | #DIV/0! | 0 | 0.5236 | 0.85707 | 0.26635 | 0.075475 | #DIV/0! | #DIV/0! | #DIV/0! | 0 |  |  | 0.48 |  |  | 0.8 |  |  | 0.39002 | 0 | 0 | #VALUE! | #VALUE! | 0.75 | 0 | 0 | keine | #N/A | #VALUE! | 0.26 | 0.7 | 0.85 | 0 | 0.7 | 1 | #N/A | 0 | #N/A | #N/A | 0.33 | 1 | 90 | 0.70711 | 0.70711 |  | 0 | Relative Zeiten für aktivierten und nicht aktivierten Sonnenschutz nach Orientierung (Tabelle 6, DIN V 18599 - 4: 2005-07)
[7 empty] | 69% | [9 empty] | None |  | 0 | 1 |  | Manual | Without motion detector | [10 empty] | no | FALSE | 1 | 1 | 0.7 | 0.5 | 0.2 | #DIV/0! | #DIV/0! | #DIV/0! | #DIV/0! | #DIV/0! | #DIV/0! | 0 | 0.5236 | 0.85707 | 0.26635 | 0.075475 | #DIV/0! | #DIV/0! | #DIV/0! | 0 |  |  | 0.48 |  |  | 0.8 |  |  | 0.39002 | 0 | 0 | #VALUE! | #VALUE! | 0.75 | 0 | 0 | keine | #N/A | #VALUE! | 0.26 | 0.7 | 0.85 | 0 | 0.7 | 1 | #N/A | 0 | #N/A | #N/A | 0.33 | 1 | 90 | 0.70711 | 0.70711 |  | 0 | Orientierung | Süd | Ost | West | Nord
[7 empty] | 69% | [9 empty] | None |  | 0 | 1 |  | Manual | Without motion detector | [10 empty] | no | FALSE | 1 | 1 | 0.7 | 0.5 | 0.2 | #DIV/0! | #DIV/0! | #DIV/0! | #DIV/0! | #DIV/0! | #DIV/0! | 0 | 0.5236 | 0.85707 | 0.26635 | 0.075475 | #DIV/0! | #DIV/0! | #DIV/0! | 0 |  |  | 0.48 |  |  | 0.8 |  |  | 0.39002 | 0 | 0 | #VALUE! | #VALUE! | 0.75 | 0 | 0 | keine | #N/A | #VALUE! | 0.26 | 0.7 | 0.85 | 0 | 0.7 | 1 | #N/A | 0 | #N/A | #N/A | 0.33 | 1 | 90 | 0.70711 | 0.70711 |  | 0 | Sonnenschutz/Blendschutz nicht aktiviert | 0.67 | 0.8 | 0.8 | 1
[7 empty] | 69% | [9 empty] | None |  | 0 | 1 |  | Manual | Without motion detector | [10 empty] | no | FALSE | 1 | 1 | 0.7 | 0.5 | 0.2 | #DIV/0! | #DIV/0! | #DIV/0! | #DIV/0! | #DIV/0! | #DIV/0! | 0 | 0.5236 | 0.85707 | 0.26635 | 0.075475 | #DIV/0! | #DIV/0! | #DIV/0! | 0 |  |  | 0.48 |  |  | 0.8 |  |  | 0.39002 | 0 | 0 | #VALUE! | #VALUE! | 0.75 | 0 | 0 | keine | #N/A | #VALUE! | 0.26 | 0.7 | 0.85 | 0 | 0.7 | 1 | #N/A | 0 | #N/A | #N/A | 0.33 | 1 | 90 | 0.70711 | 0.70711 |  | 0 | Sonnenschutz/Blendschutz aktiviert | 0.33 | 0.2 | 0.2 | 0
[7 empty] | 69% | [9 empty] | None |  | 0 | 1 |  | Manual | Without motion detector | [10 empty] | no | FALSE | 1 | 1 | 0.7 | 0.5 | 0.2 | #DIV/0! | #DIV/0! | #DIV/0! | #DIV/0! | #DIV/0! | #DIV/0! | 0 | 0.5236 | 0.85707 | 0.26635 | 0.075475 | #DIV/0! | #DIV/0! | #DIV/0! | 0 |  |  | 0.48 |  |  | 0.8 |  |  | 0.39002 | 0 | 0 | #VALUE! | #VALUE! | 0.75 | 0 | 0 | keine | #N/A | #VALUE! | 0.26 | 0.7 | 0.85 | 0 | 0.7 | 1 | #N/A | 0 | #N/A | #N/A | 0.33 | 1 | 90 | 0.70711 | 0.70711 |  | 0
[7 empty] | 69% | [9 empty] | None |  | 0 | 1 |  | Manual | Without motion detector | [10 empty] | no | FALSE | 1 | 1 | 0.7 | 0.5 | 0.2 | #DIV/0! | #DIV/0! | #DIV/0! | #DIV/0! | #DIV/0! | #DIV/0! | 0 | 0.5236 | 0.85707 | 0.26635 | 0.075475 | #DIV/0! | #DIV/0! | #DIV/0! | 0 |  |  | 0.48 |  |  | 0.8 |  |  | 0.39002 | 0 | 0 | #VALUE! | #VALUE! | 0.75 | 0 | 0 | keine | #N/A | #VALUE! | 0.26 | 0.7 | 0.85 | 0 | 0.7 | 1 | #N/A | 0 | #N/A | #N/A | 0.33 | 1 | 90 | 0.70711 | 0.70711 |  | 0
| Office equipment |  | Room category | Within the thermal envelope [1/0] | Existing [1/0] |  | Quantity |  | Power consumption [W] |  | Utilisation hours per year [h/a] |  | Relative absenteeism |  | Duration of utilisation in energy saving mode [h/a] |  | Useful energy (kWh/a) | [9 empty] | Electricity demand [kWh/a] |  | PER demand [kWh/a] | PE demand [kWh/a]
|  |  | 2 | [7 empty] | 9 | 20 | 18 | [78 empty] | Faktor zur Berücksichtigung der Effizienz der Präsenzkontrolle CPrä,kon (Tabelle 22, DIN V 18599 - 4: 2007-02)
| PC 1 |  |  | 1 | 0 | * |  | * | 80 | * ( | 0 | * (1- | 0 | ) |  | = | 0 | [8 empty] | = | 0 |  | 0 | 0
| PC in energy saving mode |  |  | 1 |  |  | 0 | * | 2 | * | 0 | * | 0 |  |  | = | 0 | [8 empty] | = | 0 |  | 0 | 0 | [61 empty] | ohne Präsenzmelder | 0.5
| Monitor 1 |  |  | 1 | 0 | * |  | * | 28 | * ( | 0 | * (1- | 0 | ) |  | = | 0 | [8 empty] | = | 0 |  | 0 | 0 | [61 empty] | mit Präsenzmelder | 0.95
| Monitor in energy saving mode |  |  | 1 |  |  | 0 | * | 2 | * | 0 | * | 0 |  |  | = | 0 | [8 empty] | = | 0 |  | 0 | 0
| PC 2 |  |  | 1 | 0 | * |  | * | 80 | * ( | 0 | * (1- | 0 | ) |  | = | 0 | [8 empty] | = | 0 |  | 0 | 0 | [61 empty] | Korrekturfaktor CTL,kon,j zur Berücksichtigung des tageslichtabhängigen Kontrollsystems (Tabelle 18, DIN V 18599 - 4: 2005-07)
| PC in energy saving mode |  |  | 1 |  |  | 0 | * | 2 | * | 0 | * | 0 |  |  | = | 0 | [8 empty] | = | 0 |  | 0 | 0 | [61 empty] | Tageslichtnutzung |  | gering |  |  | mittel |  |  | gut
| Monitor 2 |  |  | 1 | 0 | * |  | * | 28 | * ( | 0 | * (1- | 0 | ) |  | = | 0 | [8 empty] | = | 0 |  | 0 | 0 | [61 empty] | Beleuchtungsstärke [Lux] | Nr | 300 | 500 | 750 | 300 | 500 | 750 | 300 | 500 | 750
| Monitor in energy saving mode |  |  | 1 |  |  | 0 | * | 2 | * | 0 | * | 0 |  |  | = | 0 | [8 empty] | = | 0 |  | 0 | 0 | [61 empty] | Manual | 1 | 0.33 | 0.3 | 0.27 | 0.38 | 0.35 | 0.32 | 0.43 | 0.4 | 0.37
| Copier |  |  | 1 | 0 | * |  | * | 400 | * ( | 0 |  |  | - | 0 | ) = | 0 | [8 empty] | = | 0 |  | 0 | 0 | [61 empty] | Automatic, permanently on | 2 | 0.65 | 0.7 | 0.73 | 0.7 | 0.73 | 0.75 | 0.73 | 0.75 | 0.76
| Copier in energy saving mode |  |  | 1 |  |  | 0 | * | 30 | * | 0 |  |  |  |  | = | 0 | [8 empty] | = | 0 |  | 0 | 0 | [61 empty] | Automatic, not permanently on | 3 | 0.71 | 0.74 | 0.76 | 0.77 | 0.78 | 0.79 | 0.81 | 0.81 | 0.81
| Printer |  |  | 1 | 0 | * |  | * | 300 | * ( | 0 |  |  | - | 0 | ) = | 0 | [8 empty] | = | 0 |  | 0 | 0 | [61 empty] | Bus system | 4 | 0.76 | 0.81 | 0.83 | 0.83 | 0.85 | 0.86 | 0.87 | 0.87 | 0.87
| Printer in energy saving mode |  |  | 1 |  |  | 0 | * | 2 | * | 0 |  |  |  |  | = | 0 | [8 empty] | = | 0 |  | 0 | 0
| Server |  |  | 1 | 0 | * |  | * | 100 | * ( | 0 |  |  |  |  | = | 0 | [8 empty] | = | 0 |  | 0 | 0
| Server in energy saving mode |  |  | 1 |  |  | 0 | * | 2 | * ( | 8760 |  |  | - | 0 | ) = | 0 | [8 empty] | = | 0 |  | 0 | 0
| Telephone system |  |  | 1 | 0 | * |  | * | 94 | * | 8760 |  |  |  |  | = | 0 | [8 empty] | = | 0 |  | 0 | 0
[6 empty] | * |  | * |  | * | [5 empty] | = | 0 | [8 empty] | = | 0 |  | 0 | 0
[6 empty] | * |  | * |  | * | [5 empty] | = | 0 | [8 empty] | = | 0 |  | 0 | 0
[6 empty] | * |  | * |  | * | [5 empty] | = | 0 | [8 empty] | = | 0 |  | 0 | 0
[6 empty] | * |  | * |  | * | [5 empty] | = | 0 | [8 empty] | = | 0 |  | 0 | 0
[6 empty] | * |  | * |  | * | [5 empty] | = | 0 | [8 empty] | = | 0 |  | 0 | 0
| Kitchen / Aux. electricity |  | Room category (predominant utilisation pattern of building) | Within the thermal envelope [1/0] | Existing [1/0] |  | Utilisation hours per year [h/a] |  | Number of meals per day of use |  | Norm consumption |  | Useful energy [kWh/a] |  | Non-electric fraction |  | Electric fraction |  | Additional demand |  | Marginal performance ratio |  | Solar fraction |  | Non-electric demand (kWh/a) |  | Electricity demand [kWh/a] |  | PER demand | PE demand
8
kWh / Meal
| Cooking: |  |  | 1 | 0 | * | 0 | * |  | * | 0.25 | = | 0 | * |  |  | 100% | [6 empty] | = |  |  | 0 |  | 0 | 0
| 1-Electricity | [9 empty] | kWh / Cover |  |  | * | 0% | [8 empty] | = | 0 |  |  |  | 0 | 0
| Dishwashing |  |  | 1 | 0 | * | 0 | * | 0 | * | 0.1 | = | 0 | * |  |  | 100% | [6 empty] | = |  |  | 0 |  | 0 | 0
| 2-Cold water connection | [9 empty] | kWh/d |  |  | * | 0% |  |  | * (1+ | 0.3 | ) * | 1.2 | *(1- | 0.54223 | ) = | 0 |  |  |  | 0 | 0 | [9 empty] | 0 | 0
| Refrigerating |  |  | 1 | 0 |  | 365 |  |  |  |  | = | 0 | * |  |  | 100% | [6 empty] | = |  |  | 0 |  | 0 | 0
[13 empty] | 0 | * |  |  | 100% | [6 empty] | = |  |  | 0 |  | 0 | 0
[13 empty] | 0 | * |  |  | 100% | [6 empty] | = |  |  | 0 |  | 0 | 0
[13 empty] | 0 | * |  |  | 100% | [6 empty] | = |  |  | 0 |  | 0 | 0
[13 empty] | 0 | * |  |  | 100% | [6 empty] | = |  |  | 0 |  | 0 | 0
[13 empty] | 0 | * |  |  | 100% | [6 empty] | = |  |  | 0 |  | 0 | 0
[13 empty] | 0 | * |  |  | 100% |  |  |  |  | Hot water non-electric dishwashing |  | = |  |  | 0 |  | 0 | 0
[13 empty] | 0 | * |  |  | 100% | [6 empty] | = |  |  | 0 |  | 0 | 0
[13 empty] | 0 | * |  |  | 100% | [6 empty] | = |  |  | 0 |  | 0 | 0
| Total auxiliary electricity | [11 empty] | 161.9028 | [13 empty] | 161.9028 |  | 239.1831 | 420.9472
| Total | [11 empty] | 161.9028 |  | kWh | [6 empty] | 0 |  |  | 0 |  | 161.9028 | kWh/a | 239.1831 | 420.9472 | kWh/a
| Specific demand | [20 empty] | 0 |  |  | 0 |  | 1.7111 | kWh/(m²a) | 2.5278 | 4.4488 | kWh/(m²a)
Note on F11: The PE factor of the energy carrier for DHW is entered here.
Note on F13: Marginal performance ratio of the DHW production system for consideration of DHW connections for washing machine and dishwasher
Note on G11: The PE factor of the energy carrier for DHW is entered here.
Note on N76: Please enter energy demand of fridge.

## Aux Electricity
Hilfsstrom
| - | [25 empty] | PER and PE specific values ►
| Aux Electricity | [30 empty] | EnerPHit with PHPP Version 9.3 | Error(s):
23 / Climate: Hemsby / TFA: 95 m² / Heating: 26.6 kWh/(m²a) / Freq. overheating: 0 % / PER: 28.2 kWh/(m²a)
|  | Treated floor area | 94.62 | m² |  |  |  |  | Heat recovery efficiency ventilation unit | [6 empty] | 0.84081 |  |  |  | Annual space heating demand |  |  |  |  | 26.5569 | kWh/(m2a) |  |  |  | PE factor for electricity [kWhPE/kWhFinal] | 2.6
|  | Heating period | 206.7141 | d |  |  |  |  | Operation vent. system Winter | [6 empty] | 4.9611 | kh/a |  |  | Boiler rated power |  |  |  |  | 15 | kW
|  | Air volume | 213.8412 | m³ |  |  |  |  | Operation vent. system Summer | [6 empty] | 3.7989 | kh/a |  |  | DHW system heating demand |  |  |  |  | 1841.4715 | kWh/a
|  | Dwelling units | 1 | HH |  |  |  |  | Air change rate | [6 empty] | 0.12111 | h-1 |  |  | Design forward flow temperature |  |  |  |  | 55 | °C
|  | Column no. | 1 |  | 2 |  | 3 |  |  | 4 |  |  | 5 |  |  | 6 |  |  | 7 |  | 8 |  | 9 |  | 10 |  | 11 | 12 | 13 |  | 14
|  | Application | Existing [1/0] |  | Within the thermal envelope [1/0] |  | Norm demand |  |  | Utilisation factor |  |  | Period of operation |  |  | Reference size |  |  | Electricity demand [kWh/a] |  | Available as interior heat |  | Utilisation period [h/a] |  | Internal heat gains winter [W] |  | Internal heat gains summer [W] | PER factor [kWhPER/kWhFinal] | PER demand [kWh/a] |  | PE demand [kWh/a]
Ventilation system
|  | Winter ventilation | 1 |  |  |  | 0.15 | Wh/m³ | * | 0.12111 | h-1 | * | 4.9611 | kh/a | * | 213.8412 | m³ | = | 19.2721 |  |  |  | considered in heat recovery efficiency |  |  |  |  | 1.65 | 31.799 |  | 50.1075
|  | Defroster HX | 1 |  | 1 |  | Data entries in 'Ventilation' worksheet or in 'Addl vent' | [11 empty] | 14.6433 | * | 0.15919 | / | 4.9611 | = | 0.46985 |  |  | 1.65 | 24.1614 |  | 38.0725
|  | Summer ventilation | 1 |  | 0.9 |  | 0.15 | Wh/m³ | * | 0.12111 | h-1 | * | 3.7989 | kh/a | * | 213.8412 | m³ | = | 14.7571 | * | 1 | / | 3.7989 | = |  |  | 3.4962 | 1.3 | 19.1843 |  | 38.3685
[26 empty] | Internal heat sources ' Additional summer ventilation' | 0
|  | Additional vent. summer | 0 |  |  |  | 0 | Wh/m³ | * | 0 | h-1 | * | 3.7989 | kh/a | * | 213.8412 | m³ | = | 0 | * | 1 | / | 3.7989 | = |  |  |  | 1.3 | 0 |  | 0
|  | Heating system | [7 empty] | Controlled / non controlled
[6 empty] | Enter the rated power of the pump | 12 | W |  | 1
|  | Circulator pump heating | 1 |  | 1 |  | 12 | W | * | 0.80814 |  | * | 4.9611 | kh/a | * | 1 |  | = | 48.1116 | * | 1 | / | 4.9611 | = | 9.6977 |  |  | 1.65 | 79.3842 |  | 125.0903
[6 empty] | Boiler electricity consumption at 30% load |  | W
|  | Aux. energy - Heat. boiler | 0 |  | 0 |  | 55.032 | W | * | 1 |  | * | 0 | kh/a | * | 1 |  | = | 0 | * | 1 | / | 4.9611 | = | 0 |  |  | 1.65 | 0 |  | 0
|  | Aux. energy - Wood fired/Pellet boiler | 0 |  | 0 |  | Data entries in 'Boiler' worksheet. Aux. energy demand including possible drinking water production. | [11 empty] | 0 | * | 1 | / | 4.9611 | = | 0 |  |  | 1.65 | 0 |  | 0
DHW system
[6 empty] | Enter average power consumption of pump |  | W
|  | Circulation pump DHW | 0 |  |  |  | 27.984 | W | * | 1 |  | * | 4.416 | kh/a | * | 1 |  | = | 0 | * | 1 | / | 8.76 | = | 0 |  | 0 | 1.3 | 0 |  | 0
[6 empty] | Enter the rated power of the pump |  | W
|  | Storage load pump DHW |  |  |  |  | 51.2574 | W | * | 1 |  | * | 0.12276 | kh/a | * | 1 |  | = | 0 | * | 1 | / | 8.76 | = | 0 |  | 0 | 1.3 | 0 |  | 0
[6 empty] | Boiler electricity consumption at 100% load |  | W
|  | DHW boiler aux. energy | 1 |  | 0 |  | 165.0959 | W | * | 1 |  | * | 0.01124 | kh/a | * | 1 |  | = | 1.8556 | * | 1 | / | 8.76 | = | 0 |  | 0 | 1.3 | 2.4123 |  | 4.8246
[6 empty] | Enter the rated power of the solar DHW pump |  | W
|  | Solar aux. electricity | 1 |  | 35 |  | 36.1503 | W | * | 1 |  | * | 1.75 | kh/a | * | 1 |  | = | 63.263 | * | 1 | / | 8.76 | = | 252.7632 |  | 252.7632 | 1.3 | 82.2419 |  | 164.4839
Aux. electricity cooling and dehumidification
|  | Aux. electricity cooling | [5 empty] | kWh/a | * | 1 |  | * | 1 |  | * | 1 |  | = | 0 | * | 1 | / | 3.7989 | = |  |  | 0 | 1 | 0 |  | 0
|  | Aux. electricity dehum. | [5 empty] | kWh/a | * | 1 |  | * | 1 |  | * | 1 |  | = | 0 | * | 1 | / | 3.7989 | = |  |  | 0 | 1.05 | 0 |  | 0
Misc. aux. electricity
|  | Misc. aux. electricity | [5 empty] | kWh/a | * | 1 |  | * | 1 |  | * | 1 |  | = | 0 | * | 1 | / | 8.76 | = | 0 |  | 0 | 1.3 | 0 |  | 0
|  | Total | [16 empty] | 161.9028 | [5 empty] | 262.9308 |  | 256.2594 |  | 239.1831 |  | 420.9472
|  | Specific demand | kWh/(m²a) (treated floor area) | [15 empty] | 1.7111 | [9 empty] | 2.5278 |  | 4.4488
Note on H18: Fraction of electrical consumption which enters the building as free heat. Extract air system: 0 Supply air system: 1 Supply and extract air system in bypass: approx. 0.55 Supply and extract air system with HRV: - both fans inside: 0.9 - both fans outside: 0.1 - Supply air fan inside, extract air fan outside or the other way around: 0.55
Note on H20: Fraction of electricity consumption which enters the building as free heat. Extract air system: 0 Supply/extract air system: 1 Supply and extract air system in bypass: approx. 0.55 Supply and extract air system with HRV: depending on the location of fans 0.1 to 0.95
Note on J40: The standard consumption is multiplied by the number of households (dwelling units). The miscellaneous auxiliary electricity consumptions per dwelling unit must be given here.
Note on AD20: Enter the value from the cell above.

## IHG
IWQ
| - | [21 empty] | 10 | Gebäudeart
| Internal heat gains for residential buildings (at the moment this worksheet is inactive) | [19 empty] | EnerPHit with PHPP Version 9.3 | Error(s):
23 / Climate: Hemsby / TFA: 95 m² / Heating: 26.6 kWh/(m²a) / Freq. overheating: 0 % / PER: 28.2 kWh/(m²a)
| Utilisation: 10-Dwelling |  |  | IHG heating | 2.6284 | W/m²
| Type of values used: 2-Standard |  |  | IHG cooling | 4.6818 | W/m² |  |  |  |  | No input is necessary
Go to utilisation pattern selection
[23 empty] | 2 | Auswahl:
|  |  |  | Persons |  | 2.2943 | P |  |  |  | Heating demand |  |  | 26.5569 | kWh/(m²a)
|  |  |  | Living area |  | 94.62 | m² |  |  |  | Heating period |  |  | 206.7141 | d/a
| Application |  | Existing [1/0] or occupancy | Within the thermal envelope [1/0] | Norm consumption |  |  | Utilisation factor | Frequency |  |  | Useful energy [kWh/a] |  | Included in electricity balance? |  | Availability |  | Utilisation period [h/a] |  | Internal heat gains [W]
| Dishwashing |  | 1 | 1 | 1.1 | kWh/Use |  | 1 | 65 | /(P*a) |  | 164.0411 | * |  |  | 0.3 | / | 8.76 | = | 5.6178
| Clothes washing |  | 1 | 1 | 1.1 | kWh/Use |  | 1 | 57 | /(P*a) |  | 143.8514 | * |  |  | 0.3 | / | 8.76 | = | 4.9264
| Clothes drying with: |  | 1 | 0 | 3.5 | kWh/Use |  | 0.875 | 57 | /(P*a) |  | 0 | * |  |  | 1 | / | 8.76 | = | 0
| 1-Clothes line |  |  | 0 | 0 | [6 empty] | 0 |  |  |  | 0.8
| Energy consumed by evaporation |  | 1 | 0 | 0 | kWh/Use |  | 0.6 | 57 | /(P*a) |  | 0 | * (1- | 0 | ) * | 1 | / | 8.76 | = | 0
| Refrigerating |  | 1 | 1 | 0.7 | kWh/d |  | 1 | 365 | d/a |  | 255.5 | * |  |  | 1 | / | 8.76 | = | 29.1667
| Freezing |  | 1 | 1 | 0.35 | kWh/d |  | 1 | 365 | d/a |  | 127.75 | * |  |  | 1 | / | 8.76 | = | 14.5833
| or combination |  | 0 | 1 | 1 | kWh/d |  | 1 | 365 | d/a |  | 0 | * |  |  | 1 | / | 8.76 | = | 0
| Cooking |  | 1 | 1 | 0.25 | kWh/Use |  | 1 | 500 | /(P*a) |  | 286.7851 | * |  |  | 0.5 | / | 8.76 | = | 16.369
| Lighting |  | 1 | 1 | 10.2857 | W |  | 1 | 2.9 | kh/(P*a) |  | 68.4351 | * |  |  | 1 | / | 8.76 | = | 7.8122
| Consumer electronics |  | 1 | 1 | 80 | W |  | 1 | 0.55 | kh/(P*a) |  | 100.9484 | * |  |  | 1 | / | 8.76 | = | 11.5238
| Household appliances/Other |  | 1 | 1 | 50 | kWh |  | 1 | 1 | /(P*a) |  | 114.714 | * |  |  | 1 | / | 8.76 | = | 13.0952
| Auxiliary appliances (cf. aux Electricity sheet) | [17 empty] | = | 262.9308
| Other applications (cf. Electricity sheet) |  | 0 | 0 | [7 empty] | 0 | * |  |  |  | / | 8.76 | = | 0
| Persons |  | 2.2943 | 1 | 80 | W/P |  | 1 | 8.76 | kh/a |  | 1607.832 | * |  |  | 0.55 | / | 8.76 | = | 100.9484
| Cold water |  | 2.2943 | 1 | -14.2743 | W/P |  | 1 | 8.76 | kh/a | [8 empty] | = | -32.7492
| DHW - circulation |  | 0 | 0 | 0 | W |  | 1 | 8.76 | kh/a |  | 0 | * |  |  | 1 | / | 8.76 | = | 0
| DHW - individual pipes |  | 1 | 1 | 0 | W |  | 1 | 8.76 | kh/a |  | 0 | * |  |  | 1 | / | 8.76 | = | 0
| DHW storage tank heating case |  | 1 | 1 | 16.8 | W |  | 1 | 8.76 | kh/a |  | 147.168 | * |  |  | 1 | / | 8.76 | = | 16.8
| DHW storage tank cooling case |  | 1 | 1 | 56 | W |  | 1 | 8.76 | kh/a |  | 490.56 | * |  |  | 1 | / | 8.76 | = | 56
| Evaporation |  | 2.2943 | 1 | -25 | W/P |  | 1 | 8.76 | kh/a |  | -502.4475 | * |  |  | 1 | / | 8.76 | = | -57.357
| Total IHG | [16 empty] | W |  | 393.6674
| Specific IHG | [16 empty] | W/m² |  | 4.1605
| Heat available from internal sources | [12 empty] | 206.7141 | d/a |  |  | kWh/(m²a) |  | 20.6409

## IHG non-res
IWQ_NiWo
| - | [29 empty] | 4 | Gebäudeart
| Internal heat gains for non residential buildings (at the moment this worksheet is inactive) | [26 empty] | EnerPHit with PHPP Version 9.3 | Error(s):
| 23 / Climate: Hemsby / TFA: 95 m² / Heating: 26.6 kWh/(m²a) / Freq. overheating: 0 % / PER: 28.2 kWh/(m²a) | [29 empty] | 1 | Wohngebäude | 2.1
[31 empty] | 2 | Heim | 4.1
|  | Utilisation: 10-Dwelling |  | IHG | 2.6284 | W/m² | [24 empty] | 3 | Büro/Verwaltung | 3.5
|  | Type of values used: 2-Standard | [7 empty] | No input is necessary | [20 empty] | 4 | Schule | 2.8
[31 empty] | 5 | Sonstige | 0
[31 empty] | 2 | Auswahl:
|  |  |  | Persons: | 2.2943 | P | [13 empty] | Room temperature: | 20 | °C | [8 empty] | 1 | Standard | kein Eintrag erforderlich
|  |  |  | Treated floor area: | 94.62 | m² |  |  |  | Heating period: | 206.7141 | d/a | [7 empty] | Internal heat gains aux. electricity: | 262.9308 | W | [8 empty] | 2 | PHPP Berechnung | Ergebnis aus oberer Zeile hier eintragen:
|  | Persons | Selection of user profile | Select | Activity of persons |  |  | Planning 0 = according to ground area or usable zone 1 = according to occupancy |  |  | Number of occupants |  |  |  | Ground area of useful zone [m²] |  | Average occupancy [Pers./m²] |  | Heat emitted per person [W] |  | Utilisation hours per year [h/a] |  | Relative presence |  | Utilisation period [h/a] |  | Average heat release persons [W] |  |  | gewähltes
[17 empty] | 27 |  |  |  | 9 |  | 18 | [6 empty] | Nutzungsprofil | Vollständig? | Personen? | Fläche? | Belegungsdichte ok?
|  | Persons A |  |  | Invalid input |  |  |  |  | { |  | }* | or | { |  | * | Not a standard value | } * | 0 | * | 0 | * | 1 | / | 8760 | = | 0 |  |  |  | 1 | 1 | 1 | 1
|  | Persons B |  |  | Invalid input |  |  |  |  | { |  | }* | or | { |  | * | Not a standard value | } * | 0 | * | 0 | * | 1 | / | 8760 | = | 0 |  |  |  | 1 | 1 | 1 | 1
|  | Persons C |  |  | Invalid input |  |  |  |  | { |  | }* | or | { |  | * | Not a standard value | } * | 0 | * | 0 | * | 1 | / | 8760 | = | 0 |  |  |  | 1 | 1 | 1 | 1
|  | Persons D |  |  | Invalid input |  |  |  |  | { |  | }* | or | { |  | * | Not a standard value | } * | 0 | * | 0 | * | 1 | / | 8760 | = | 0 |  |  |  | 1 | 1 | 1 | 1
|  | Persons E |  |  | Invalid input |  |  |  |  | { |  | }* | or | { |  | * | Not a standard value | } * | 0 | * | 0 | * | 1 | / | 8760 | = | 0 |  |  |  | 1 | 1 | 1 | 1
|  | Persons F |  |  | Invalid input |  |  |  |  | { |  | }* | or | { |  | * | Not a standard value | } * | 0 | * | 0 | * | 1 | / | 8760 | = | 0 |  |  |  | 1 | 1 | 1 | 1
|  | Persons G |  |  | Invalid input |  |  |  |  | { |  | }* | or | { |  | * | Not a standard value | } * | 0 | * | 0 | * | 1 | / | 8760 | = | 0 |  |  |  | 1 | 1 | 1 | 1
|  | Evaporation (person specific) | [8 empty] | 0 | * | [6 empty] | -15 | * | 0 | * | 1 | / | 8760 | = | 0
|  | Lighting / Equipment / Aux. electricity | [14 empty] | Useful energy [kWh/a] | [5 empty] | Availability |  | Utilisation period [h/a] |  | Average heat release
|  | Lighting | [14 empty] | 0 |  |  |  |  | * | 1 | / | 8.76 | = | 0
|  | Office applications (within therm. envelope) | [14 empty] | 0 |  |  |  |  | * | 1 | / | 8.76 | = | 0
|  | Cooking (within therm. envelope) | [14 empty] | 0 |  |  |  |  | * | 0.5 | / | 8.76 | = | 0
|  | Dishwashing (within therm. envelope) | [14 empty] | 0 |  |  |  |  | * | 0.3 | / | 8.76 | = | 0
|  | Cooling (within therm. envelope) | [14 empty] | 0 |  |  |  |  | * | 1 | / | 8.76 | = | 0
|  | Other (within thermal envelope) | [14 empty] | 0 |  |  |  |  | * | 1 | / | 8.76 | = | 0
|  | Auxiliary appliances (see 'Aux Electricity' worksheet) | [23 empty] | = | 262.9308 |  |  |  | Kaltwasser-Wärmeverluste durch die WC-Spülung an Nutzungstagen
|  | Heat loss due to cold water (calculation from column AJ) | On/Off [1 / 0] |  | Predominant utilisation pattern of building (Data transferred from 'Electricity non-res' worksheet; input kitchen) |  | Number of WCs (user data) |  | Amount of WCs: Utilisation of standard values for schools? |  | Number of WCs (calculation value) |  | DT: Cold water temp. - Room temp. [K] |  |  |  | Occupied days per year [d/a] |  | Loss daytime [W] |  | Loss night-time [W] |  | Availability |  | Utilisation period [d/a] |  | Average power cold water |  |  |  |  | Anzahl der Nutzer [Personen] |  | Anzahl der WCs: Schulnutzung |  | Anzahl der WCs für Rechnung |  | Länge Kaltwasser-leitung [m] |  | Wasservolumen: Leitung & Spülkästen [m³] |  | Temperaturdiff. Kaltwasser [T] |  | Wärmekapazität Wasser [Wh/(l K)] |  | Wärmeentzug Kaltwassser [W]
[5 empty] | 2 | [11 empty] | 8
|  | Cold water due to flushing WC | [8 empty] | 0 |  | -8.438 |  |  |  | 0 | * ( | 0 | + | -2.0135 | ) * | 1 | / | 365 | = | 0 |  |  |  | Verluste nachts: | 2.2943 |  | 7 |  | 0 |  | 10 |  | 0.0049087 | * | -8.438 | * | 1.1667 | = | -2.0135
|  | Total IHG | [22 empty] | W |  | 262.9308
|  | Specific IHG | [22 empty] | W/m² |  | 2.7788
|  | Heat available from internal sources | [14 empty] | 206.7141 | d/a | [6 empty] | kWh/(m²a) |  | 13.786
[32 empty] | Nutzungsstunden pro Nutzungstag |  | Temperaturdiff. Kaltwasser |  |  |  | PSI-Wert Leit-ungen |  | Anzahl Spül-kästen |  | Wärmeverlust je Spülkasten
[34 empty] | K |  | m |  | W/(K m) |  |  |  | W/(K Stk.)
7
[31 empty] | Verluste tagsüber: | 0 | / 24 * | -8.438 | *( | 10 | * | 0.32 | + | 0 | * | 0.099058 | ) = | 0

## PER
PE_Wert | Speicher1 | Speicher2 | Speicher3 | Speicher4 | Speicher5 |  | Var1 | Var2 | Var3 | Var4 | Var5
[6 empty] | Variants ▼ | [5 empty] | - | [8 empty] | Biomass ►
[7 empty] | Variant calculation |  |  |  |  | Primary Energy Renewable PER | [8 empty] | EnerPHit with PHPP Version 9.3 |  |  |  |  | Error(s):
| Makro-Speicher: | [5 empty] | Heat generator |  |  |  |  | 23 / Climate: Hemsby / TFA: 95 m² / Heating: 26.6 kWh/(m²a) / Freq. overheating: 0 % / PER: 28.2 kWh/(m²a)
Activate variant calculation for all heat generations with an 'x':
[9 empty] | Active variant: | [9 empty] | Building type: | Detached House | [9 empty] | 0
[9 empty] | 1- | [9 empty] | Treated floor area ATFA: | 94.62 | m² | [8 empty] | 0
[12 empty] | Selection of heat generation system | Contribution margin (useful energy) | [5 empty] | Projected building footprint AProjected: | 68.9562 | m²
[7 empty] | Primary heat generator | Proportion heating | Proportion DHW |  |  | Primary heat generator | Heating | DHW | Addl. input in following worksheets |  |  |  | Heating demand incl. distribution & hydr. frost protection | 26.8736 | kWh/(m²a) | [5 empty] | Wärmeerzeuger hat Deckungsbeitrag? |  |  | Auswahl Heizsystem | - | - |  |  |  | Gewählt? | für Hzg benutzt? | für WW benutzt? |  | Primärer WE
[8 empty] | 0% | 0% |  |  | 7-Other | 100% | 80% | - |  |  |  | Cooling energy dem. incl. dehumidification |  | kWh/(m²a) | [5 empty] | TRUE |  |  | 1 | 1-HP compact unit | Compact unit, possibly additional heat carriers in this worksheet |  |  |  |  | FALSE | FALSE |  | 7
[7 empty] | Secondary heat generator |  |  |  |  | Secondary heat generator (optional) | [6 empty] | DHW demand including distribution: | 19.4618 | kWh/(m²a) | [8 empty] | 2 | 2-Heat pump | HP, possibly HP ground |  |  |  |  | FALSE | FALSE |  | Sekundärer WE
[12 empty] | 4-Heating boiler | 0% | 20% | Boiler | [11 empty] | TRUE |  |  | 3 | 3-District heating, CGS | District heat |  |  |  |  | FALSE | FALSE |  | 4
[30 empty] | 4 | 4-Heating boiler | Boiler |  |  |  | x | FALSE | TRUE
[12 empty] | Energy demand | Final energy |  | PER |  |  | PE |  | CO2 |  | Biomass | [7 empty] | 5 | 5-Direct electric (DHW heat storage) | - |  |  |  |  | FALSE | FALSE
[12 empty] | Reference: Treated floor area | Contribution (final energy) | Final energy demand | PER factor | Effective PER factor (including biomass contingent) | PER specific value | PE factor | PE Value | CO2 emissions factor (CO2-eq) | CO2eq emissions | Remaining biomass contingent | Remaining biomass contingent | Energy demand is covered by biomass | Remaining final energy demand |  |  |  |  | 6 | 6-Direct electrical (heating resistance / continuous flow water heater) | - |  |  |  |  | FALSE | FALSE
[14 empty] | kWh/(m²a) | kWh/kWh | kWh/kWh | kWh/(m²a) | kWh/kWh | kWh/(m²a) | kg/kWh | kg/(m²a) | kWh/(m²a) | kWh/(m²a) | kWh/(m²a) | kWh/(m²a) |  |  |  |  | 7 | 7-Other | - |  |  |  | x | TRUE | TRUE
[18 empty] | 1-PE-factors (non-renewable) PHI Certification |  | 1-CO2 factors GEMIS (Germany) | [9 empty] | - | - | - |  |  |  |  | FALSE | FALSE
[17 empty] | 28.2496 |  | 35.7483 |  | 7.8324 | [8 empty] | - | - | - |  |  |  |  | FALSE | FALSE
[23 empty] | Biomass contingent |  |  |  | Deckungsanteil (Endenergie)
[12 empty] | Heating |  |  |  | 1.1 | 0.9536 | 2.6 | 2.254 |  | 0.4612 |  | 20 |  |  |  | Prim. WE | Sek. WE | [5 empty] | Deckungsanteil | Endenergiebedarf
[12 empty] | Electricity (HP compact unit) |  |  | 1.65 |  |  | 2.6 |  | 0.532 |  | 0 | 20 | 0 | 0 |  | 0 | 0 |  | PER Fernwärme |  |  |  | 0% | 0
[12 empty] | Electricity (heat pump) |  |  | 1.65 |  |  | 2.6 |  | 0.532 |  | 0 | 20 | 0 | 0 |  | 0 | 0 |  | Mit Biomasse | Ohne Biomasse | Warmwasser Sommer |  | 0% | 0
[12 empty] | District heating: 1-None |  |  | 2.8¦4.5¦3.3 |  |  |  |  | 0 |  | 0 | 20 | 0 | 0 |  | 0 | 0 |  | 2.8 | 4.5 | 3.3 |  | 0% | 0
[12 empty] | Wood and other biomass |  |  | 1.1 |  |  | - |  | - |  | 0 | 20 | 0 | 0 |  | 0 | 0 | [5 empty] | 0% | 0
[12 empty] | Natural gas / RE gas |  |  | 1.75 |  |  | 1.1 |  | 0.25 |  | 0 | 20 | 0 | 0 |  | 0 | 0 | [5 empty] | 0% | 0
[12 empty] | Heating oil / RE methanol |  |  | 2.3 |  |  | 1.1 |  | 0.32 |  | 0 | 20 | 0 | 0 |  | 0 | 0 | [5 empty] | 0% | 0
[12 empty] | Solar thermal system | [5 empty] | 0 |  | 0.025 |  |  |  | 0 | 0 | [8 empty] | 0% | 0
[12 empty] | Electricity (direct through DHW storage tank) |  |  | 1.65 |  |  | 2.6 |  | 0.532 |  | 0 | 20 | 0 | 0 |  | 0 | 0 | [5 empty] | 0% | 0
[7 empty] | Other (heating) | Contribution | PER factor | PE factor | CO2 factor | Electricity (direct through heating resistance) |  |  | 1.65 |  |  | 2.6 |  | 0.532 |  | 0 | 20 | 0 | 0 |  | 0 | 0 | [5 empty] | 0% | 0
[8 empty] | 0% | [13 empty] | 0 | 20 | 0 | 0 | [9 empty] | 0
[12 empty] | Aux. electricity (vent.winter, frost protection, circ.pump, boiler, wood / pellets) |  | 0.86691 | 1.65 | 1.1 | 0.9536 | 2.6 | 2.254 | 0.532 | 0.4612 | 0.9536 | 19.0464 | 0.86691 | 0 | [9 empty] | 0.86691
[12 empty] | Cooling and dehumidification |  |  | 1 |  | 0.15596 |  | 0.4055 |  | 0.082972
[12 empty] | Electricity cooling (heat pump) |  |  | 1 |  |  | 2.6 |  | 0.532 | [14 empty] | 0
[12 empty] | Auxiliary electricity cooling, ventilation summer |  | 0.15596 | 1 |  | 0.15596 | 2.6 | 0.4055 | 0.532 | 0.082972 | [13 empty] | 0.15596
[12 empty] | Electricity dehumidification (heat pump) |  |  | 1.05 |  |  | 2.6 |  | 0.532 | [14 empty] | 0
[12 empty] | Auxiliary electricity (dehumidification) |  |  | 1.05 |  |  | 2.6 |  | 0.532 | [14 empty] | 0
[12 empty] | DHW generation |  |  |  | 0.6898 | 11.0149 | 0.4377 | 6.9894 |  | 1.8118 | 0.32074 | Factor for use period of biomass budget |  |  |  | Prim. WE | Sek. WE
[12 empty] | Electricity (HP compact unit) |  |  | 1.3 |  |  | 2.6 |  | 0.532 |  | 0 | 19.0464 | 0 | 0 |  | 0 | 0 | [5 empty] | 0% | 0
[12 empty] | Electricity (heat pump) |  |  | 1.3 |  |  | 2.6 |  | 0.532 |  | 0 | 19.0464 | 0 | 0 |  | 0 | 0 | [5 empty] | 0% | 0
[12 empty] | District heating: 1-None |  |  | 2.8¦4.5¦3.3 |  |  |  |  | 0 |  | 0 | 19.0464 | 0 | 0 |  | 0 | 0 | [5 empty] | 0% | 0
[12 empty] | Wood and other biomass |  |  | 1.1 |  |  | - |  | - |  | 0 | 20 | 0 | 0 |  | 0 | 0.091553 | [5 empty] | 0% | 0
[12 empty] | Natural gas / RE gas | 9.155% | 4.7273 | 1.75 | 1.5415 | 7.2872 | 1.1 | 5.2 | 0.25 | 1.1818 | 1.6679 | 17.3785 | 1.5162 | 3.2111 |  | 0 | 0.091553 | [5 empty] | 9.155% | 4.7273
[12 empty] | Heating oil / Methanol |  |  | 2.3 |  |  | 1.1 |  | 0.32 |  | 0 | 17.3785 | 0 | 0 |  | 0 | 0.091553 | [5 empty] | 0% | 0
[12 empty] | Solar thermal system | 54.22% | 10.5528 | 0.27265 | 0.27265 | 2.8772 | 0 | 0 | 0.025 | 0.26382 |  |  | 0 | 10.5528 | [8 empty] | 54.22% | 10.5528
[7 empty] | Other (DHW) | Contribution | PER factor | PE factor | CO2 factor | Electricity (direct) |  |  | 1.3 |  |  | 2.6 |  | 0.532 |  | 0 | 17.3785 | 0 | 0 |  | 0 | 0 | FALSE |  |  |  |  | 0% | 0
[8 empty] | 0% | [13 empty] | 0 | 17.3785 | 0 | 0 | [9 empty] | 0
[12 empty] | Aux. electricity (circ.pump + storage charge, aux.energy DHW + solar DHW) |  | 0.68821 | 1.3 | 1.2359 | 0.85053 | 2.6 | 1.7894 | 0.532 | 0.36613 | 0.24281 | 17.1357 | 0.22074 | 0.46747 | [9 empty] | 0.68821
[12 empty] | Household electricity |  | 8.7559 |  | 1.2359 | 10.821 |  | 22.7654 |  | 4.6582 | [5 empty] | Kontrollrechnung Hilfsstrom |  | 1.7111 | 1
[12 empty] | Electricity (household or non-residential lighting, etc.) |  | 8.7559 | 1.3 | 1.2359 | 10.821 | 2.6 | 22.7654 | 0.532 | 4.6582 | 3.0892 | 14.0465 | 2.8084 | 5.9475 | [9 empty] | 8.7559
[12 empty] | Auxiliary electricity (other) |  |  | 1.3 |  |  | 2.6 |  | 0.532 |  | 0 | 14.0465 | 0 | 0 | [9 empty] | 0
[12 empty] | Gas / RE gas dry/cook |  | 3.0309 | 1.75 | 1.5415 | 5.3041 | 1.1 | 3.334 | 0.27 | 0.81835 | 1.0694 | 12.9772 | 0.97214 | 2.0588
[38 empty] | Klassen-Diagramm |  | PER-Bedarf | PER Erzeugung
[12 empty] | Energy generation | Final energy |  | PER |  |  | PE |  | CO2 | [18 empty] | Current building | 28.2496 | 52.6075
[12 empty] | Reference: Projected building footprint area | Final energy generation | Final energy generation | PER factor |  | PER specific value | PE factor | PE Value | Emission factor (CO2-eq) | CO2eq emissions | Saved CO2-equ. emissions | [6 empty] | PER-factor | 1-PE-factors (non-renewable) PHI Certification | 1-CO2 factors GEMIS (Germany) | [7 empty] | (Diagramm) | 0 | 99.4174
[13 empty] | kWh/a | kWh/(m²AProjected*a) | kWh/kWh |  | kWh/(m²AProjecteda) | kWh/kWh | kWh/(m²a) | kg/kWh | kg/a | kg/a |  |  |  |  | Monocrystalline photovoltaic electric solar energy panels |  | #N/A | #N/A | #N/A | [6 empty] | EnerPHit Premium | Flexibel Minimum | 27 | 99.4174
[27 empty] | Polycrystalline photovoltaic electric solar energy panels |  | #N/A | #N/A | #N/A | [7 empty] | Kriterium | 42 | 120
[17 empty] | 52.6075 |  | 17.6982 |  | 165.9956 | 1460.7102 |  |  |  |  | Onshore wind power |  | 1 | 0 | 0.009 | [7 empty] | Flexibel Maximum | 57 | 140.5826
[12 empty] | PV electricity | 2629.1051 | 38.1272 | 1 |  | 38.1272 | 0 | 0 | 0.063 | 165.6336 | 1233.0503 |  |  |  |  | Offshore wind power |  | 1 | 0 | 0.022 | [7 empty] | (Diagramm) | 57 | 200
[7 empty] | External RE-generation plant | kWh/a |  |  |  | Solar thermal system | 998.5084 | 14.4803 | 1 |  | 14.4803 | 1.2222 | 17.6982 | 0.025 | 0.36201 | 227.6599 | 0.253 |  |  |  | Hydroelectric power station > 10MW |  | 1 | 0 | 0.003 | [7 empty] | (Diagramm) | 0 | 39.4174
[14 empty] | 0 | [12 empty] | Solar thermal flat plate collector (generation) |  | 1 | 0 | 0.045 | [6 empty] | EnerPHit Plus | Flexibel Minimum | 42 | 39.4174
[27 empty] | Solar thermal evacuated tube collector (generation) |  | 1 | 0 | 0.025 | [7 empty] | Kriterium | 57 | 60
[27 empty] | Eigener Energieträger |  | 0 | 0 | 0 | [7 empty] | Flexibel Maximum | 72 | 80.5826
[12 empty] | PE demand requirement in case of verification through PE (non-renewable) [kWh/(m²a)] | - | Current building reaches following class for aspect | 35.7483 | Requirement met? | - | [9 empty] | PER | 0 |  | 1-PE-factors (non-renewable) PHI Certification | 0 | 1-PE-factors (non-renewable) PHI Certification | [6 empty] | (Diagramm) | 72 | 200
[33 empty] | Auswahl | Referenz |  |  |  |  | (Diagramm) | 0 | 0
[28 empty] | EnerPHit | Passive House or EnerPHit? |  |  |  | 2-EnerPHit | 2-EnerPHit |  |  |  | EnerPHit Classic | Flexibel Minimum | 73 | 0
[12 empty] | Achievable energy standard through the verification of renewable primary energy (assessment of individual aspects) | Useful energy, performance |  |  |  | Airtightness | Primary Energy Renewable PER | [8 empty] | No. | Description | Qh | Ph | Heating | Qc | Pc | Cooling | n50 |  |  |  | Kriterium | 73 | 0
[13 empty] | Annual heat. dem. | Heating load | Useful cool. energy | Cooling load | n50 | [11 empty] | kWh/(m²a) | W/m² |  | kWh/(m²a) | W/m² |  | 1/h |  |  |  | Flexibel Maximum | 88 | 20.5826
[13 empty] | Treated floor area | Treated floor area | Treated floor area | Treated floor area |  | PER demand | PER generation | PER demand | PER generation | [5 empty] | 1 | EnerPHit Premium | [6 empty] | 1 | Premium |  |  | (Diagramm) | 88 | 200
[13 empty] | kWh/(m²a) | W/m² | kWh/(m²a) | W/m² | 1/h | EnerPHit Premium |  | EnerPHit Plus | [6 empty] | 2 | EnerPHit Plus | 25 |  | 1 | - | - | 1 | 1 | Plus |  |  | (Diagramm) |  | 300
[12 empty] | Requirement EnerPHit Premium | [5 empty] | 0 | 99.4174 | 0 | 39.4174 | [5 empty] | 3 | EnerPHit Classic | [6 empty] | 1 | Classic |  |  | Flexibel Minimum |  | 300
[12 empty] | Requirement EnerPHit Plus | 25 |  | - | - | 1 | 27 | 99.4174 | 42 | 39.4174 | [5 empty] | 4 | PHI Low Energy Building |  |  | 0 |  |  | 5 | 1 | PHI Low Energy Building |  |  | Kriterium |  | 300
[12 empty] | Requirement EnerPHit Classic | [5 empty] | 42 | 120 | 57 | 60 | [5 empty] | 5 | Unachieved |  |  | 5 |  |  |  |  | Unachieved |  |  | Flexibel Maximum |  | 300
[12 empty] | Requirement | [5 empty] | 57 | 140.5826 | 72 | 80.5826 | [5 empty] | Actual | 23 | 27 | 18 |  | - | - |  | 2.5 |  |  |  | (Diagramm) |  | 300
[12 empty] | Current building reaches following class for aspect | 27 | 18 | - | - | 2.5 | 57 | 200 | 72 | 200 | [17 empty] | Diagramm Maximum |  | 200
[13 empty] | Unachieved |  | Unachieved |  | Unachieved | EnerPHit Classic | [8 empty] | Aktuelle Klasse |  |  |  | 5 |  |  | 5 | 5
[18 empty] | 0 | 0 |  | 300
[18 empty] | 73 | 0 |  | 300
[12 empty] | Summary | Final energy | PER specific value | PE Value | CO2eq emissions | CO2eq substitution balance | 73 | 0 |  | 300 | [5 empty] | 1-Classic | 2-Plus | 3-Premium | 1-Classic | 2-Plus | 3-Premium | 1-Classic | 2-Plus | 3-Premium | 1-Classic | 2-Plus | 3-Premium | 1-Classic | 2-Plus | 3-Premium
[12 empty] | Though, from the scientific point of view, not entirely correct, different energy carriers will be added together here. This is done to meet the criteria of other energy standards such as Effizienzhaus Plus. |  |  | 1-PE-factors (non-renewable) PHI Certification | 1-CO2 factors GEMIS (Germany) | 1-CO2 factors GEMIS (Germany) | 88 | 20.5826 |  | 300
[13 empty] | MWh/a | MWh/a | MWh/a | kg/a | kg/a | 88 | 200 |  | 300 | [5 empty] | 60 | 45 | 30 | 73 | 57 | 42 | 73 | 57 | 42 | 15 | 15 | 15 | 0 | -15 | -15
[12 empty] | Demand | 2.723 | 2.673 | 3.3825 | 741.1057 | 741.1057 | Current building | [8 empty] | - | 60 | 120 | - | 60 | 120 | - | 60 | 120 | 20.5826 | 20.5826 | 20.5826 | 0 | -20.5826 | -20.5826
[12 empty] | Generation | -3.6276 | -3.6276 | -1.2204 | 11446.4333 | -1460.7102 | 28.2496 | 52.6075 | [7 empty] | 1-Passive House |  |  | 2-EnerPHit |  |  | Auswahl | 2-EnerPHit |  | Zuschläge |  |  | Abschläge
[12 empty] | Demand, cumulative generation (annual balance) | -0.90463 | -0.95463 | 2.1621 | 12187.539 | -719.6045
[12 empty] | Demand w/o household electricity | 1.8945 | 1.6491 | 1.2284 | 300.351 | 300.351
[12 empty] | Demand w/o household electricity, cum. generation | -1.7331 | -1.9785 | 0.0080376 | 11746.7843 | -1160.3592
[17 empty] | Endenergie | Primärenergie | Emissionen CO2-Äquivalent | [8 empty] | Kontrolle End |  | Kontrolle Co2
[17 empty] | kWh/(m2a) | kWh/(m2a) | kg/(m2a)
[12 empty] | Strombedarf (ohne Wärmepumpe) | [5 empty] | PE-Kennwert | CO2-Emissionsfaktor (CO2-Äquivalent) |  |  | Deckung Heizwärmebedarf ungleich 100% | Strombedarf (ohne Wärmepumpe) | Grenz-Aufwandszahl | anteiliger Aufwand
[13 empty] | Anteil Deckung Heizwärmebedarf |  |  | (Projekt) | 0% | kWh/kWh | g/kWh |  |  | Deckung WW-Bedarf ungleich 100% | Grenz-Aufw.zahl bei direktel. Heiz | 1 | 0
[13 empty] | Anteil Deckung Warmwasserbedarf |  |  | (Projekt) | 0% | 2.6 | 532 |  |  |  | Grenz-Aufw.zahl bei direktel. WW | 1 | 0
[13 empty] | Heizung, direktelektrisch |  | QH,de |  | 0 | 0 | 0
[13 empty] | Warmwasser, direktelektrisch (ohne WW Wasch&Spül) |  | QWW,de | (Blatt WW+Verteil, SolarWW) | 0 | 0 | 0
[13 empty] | elektrische Nachheizung WW Wasch&Spül |  |  | (Blatt Strom, SolarWW) | 0 | 0 | 0 |  |  |  | Grenzdeckung solar | 0.17401
[13 empty] | Strombedarf Haushaltsgeräte |  | QEHH | (Blatt Strom) | 8.7559 | 22.7654 | 4.6582
[13 empty] | Strombedarf Hilfsstrom |  |  |  | 1.7111 | 4.4488 | 0.9103 | [8 empty] | 10.467 |  | 5.5685
[13 empty] | Summe Strombedarf (ohne Wärmepumpe) |  |  |  | 10.467 | 27.2142 | 5.5685 | [8 empty] | 1 |  | 1
[12 empty] | Wärmepumpe | [5 empty] | PE-Kennwert | CO2-Emissionsfaktor (CO2-Äquivalent)
[13 empty] | Anteil Deckung Heizwärmebedarf |  |  | (Projekt) | 0 | kWh/kWh | g/kWh |  |  |  | Grenz-Aufw.zahl bei Wämepumpenheizung | 0 | 0
[13 empty] | Anteil Deckung Warmwasserbedarf |  |  | (Projekt) | 0 | 2.6 | 532 |  |  |  | Grenz-Aufw.zahl bei Wärmepumpen-WW | 0 | 0
[13 empty] | Energieträger Ergänzungsheizung |  |  |  | Strom | 2.6 | 532
[13 empty] | Jahresarbeitszahl Wärmepumpe 1 (Heizung / Heizung&WW) |  | SPFH-1 | (Blatt WP)
[13 empty] | Jahresarbeitszahl Wärmepumpe 2 (WW) |  | SPFH-1 | (Blatt WP)
[13 empty] | Aufwandszahl Wärmeerzeuger (ohne WW Wasch&Spül) |  |  | (Blatt WP)
[13 empty] | Aufwandszahl Wärmeerzeuger (inkl. WW Wasch&Spül) |  |  | (Blatt WP)
[13 empty] | Strombedarf Wärmepumpe (ohne WW Wasch&Spül) |  | QWP | (Blatt WP) | 0 | 0 | 0
[13 empty] | Nichtelektrischer Bedarf WW Wasch&Spül |  |  |  | 0 | 0 | 0 |  |  |  | benutzt? | zugehöriges Blatt ausgefüllt?
[13 empty] | Summe Strombedarf Wärmepumpe |  |  | (Blatt WP) | 0 | 0 | 0 |  |  |  | 0 | TRUE |  |  | 1 | 0 |  | 0
[28 empty] | 1 |  | 1
[12 empty] | Kompaktgerät mit el. Wärmepumpe | [5 empty] | PE-Kennwert | CO2-Emissionsfaktor (CO2-Äquivalent)
[13 empty] | Anteil Deckung Heizwärmebedarf |  |  | (Projekt) | 0 | kWh/kWh | g/kWh |  |  |  | Grenz-Aufw.zahl bei Kompaktgerät Heizung | 0 | 0
[13 empty] | Anteil Deckung Warmwasserbedarf |  |  | (Projekt) | 0 | 2.6 | 532 |  |  |  | Grenz-Aufw.zahl Kompaktgerät-WW | 0 | 0
[13 empty] | Energieträger Ergänzungsheizung |  |  |  | Strom | 2.6 | 532
[13 empty] | Arbeitszahl Wärmepumpe Heizung |  | SPFH-1 | (Blatt Kompakt) | 0
[13 empty] | Arbeitszahl Wärmepumpe Warmwasser |  | SPFH-1 | (Blatt Kompakt) | 0
[13 empty] | Aufwandszahl Wärmeerzeuger (ohne WW Wasch&Spül) |  |  | (Blatt Kompakt)
[13 empty] | Aufwandszahl Wärmeerzeuger (inkl. WW Wasch&Spül) |  |  | (Blatt Kompakt)
[13 empty] | Strombedarf Wärmepumpe (ohne WW Wasch&Spül) |  | QWP | (Blatt Kompakt) | 0 | 0 | 0
[13 empty] | Nichtelektrischer Bedarf WW Wasch&Spül |  |  |  | 0 | 0 | 0 |  |  |  | benutzt? | zugehöriges Blatt ausgefüllt?
[13 empty] | Summe Kompaktgerät |  |  | (Blatt Kompakt) | 0 | 0 | 0 |  |  |  | 0 | FALSE |  |  | 1 | 0 |  | 0
[28 empty] | 1 |  | 1
[12 empty] | Kessel | [5 empty] | PE-Kennwert | CO2-Emissionsfaktor (CO2-Äquivalent)
[13 empty] | Anteil Deckung Heizwärmebedarf |  |  | (Projekt) | 0% | kWh/kWh | g/kWh |  |  |  | Grenz-Aufw.zahl Kessel Heizung | 1.0732 | 0
[13 empty] | Anteil Deckung Warmwasserbedarf |  |  | (Projekt) | 20% | 1.1 | 0.25 |  |  |  | Grenz-Aufw.zahl Kessel-WW | 1.0732 | 0.21465
[13 empty] | Bauart Wärmeerzeuger |  |  | (Blatt Kessel) | 12-Gas condensing boiler
[13 empty] | Aufwandszahl Wärmeerzeuger |  |  | (Blatt Kessel) | 2.6531
[13 empty] | Nutzungsgrad Wärmeerzeuger |  |  | (Blatt Kessel) | 0.37691
[13 empty] | Jahresenergiebedarf (ohne WW Wasch&Spül) |  |  | (Blatt Kessel) | 4.6619 | 5.128 | 1.1818
[13 empty] | Nichtelektrischer Bedarf WW Wasch&Spül |  |  | (Blatt Strom) | 0.065431 | 0.071974 | 1.6358e-05 |  |  |  | benutzt? | zugehöriges Blatt ausgefüllt?
[13 empty] | Summe Heizöl/Gas/Holz |  |  |  | 4.7273 | 5.2 | 1.1818 |  |  |  | 1 | TRUE |  |  | 1 | 0 |  | 0
[28 empty] | 0 |  | 0
[12 empty] | Fern-/Nahwärme | [5 empty] | PE-Kennwert | CO2-Emissionsfaktor (CO2-Äquivalent)
[13 empty] | Anteil Deckung Heizwärmebedarf |  |  | (Projekt) | 0% | kWh/kWh | g/kWh |  |  |  | Grenz-Aufw.zahl Fernwärme Heizung | 0 | 0
[13 empty] | Anteil Deckung Warmwasserbedarf |  |  | (Projekt) | 0% |  | 0 |  |  |  | Grenz-Aufw.zahl Fernwärme-WW | 0 | 0
[13 empty] | Wärmequelle |  |  | (Blatt Fernwärme)
[13 empty] | Aufwandszahl Wärmeerzeuger |  |  | (Blatt Fernwärme) | 0
[13 empty] | Nutzungsgrad Wärmeerzeuger |  |  | (Blatt Fernwärme) | 0
[13 empty] | Wärmebedarf Fern-/Nahwärme (ohne WW Wasch&Spül) |  |  | (Blatt Fernwärme) | 0 | 0 | 0
[13 empty] | Nichtelektrischer Bedarf WW Wasch&Spül |  |  | (Blatt Strom) | 0 | 0 | 0 |  |  |  | benutzt? | zugehöriges Blatt ausgefüllt?
[13 empty] | Summe Fern-/Nahwärme |  |  |  | 0 | 0 | 0 |  |  |  | 0 | FALSE |  |  | 1
[12 empty] | Sonstige | [5 empty] | PE-Kennwert | CO2-Emissionsfaktor (CO2-Äquivalent)
[13 empty] | Anteil Deckung Heizwärmebedarf |  |  | (Projekt) | 0% | kWh/kWh | g/kWh |  |  |  | Grenz-Aufw.zahl Fernwärme Heizung | 1.35 | 0
[13 empty] | Anteil Deckung Warmwasserbedarf |  |  | (Projekt) | 0% | 0 | 0 |  |  |  | Grenz-Aufw.zahl Fernwärme-WW | 1.35 | 0
[13 empty] | Wärmequelle |  |  | (Projekt) | Brennholz
[13 empty] | Aufwandszahl Wärmeerzeuger |  |  | (Projekt) | 1.35
[13 empty] | Nutzungsgrad Wärmeerzeuger |  |  | (Projekt) | 0.74074
[13 empty] | Jahresenergiebedarf Heizung |  |  |  | 0 | 0 | 0 |  |  |  | Summe Grenzaufwand Heizung |  | 0
[13 empty] | Jahresenergiebedarf Warmwasser (ohne WW Wasch&Spül) |  |  |  | 0 | 0 | 0 |  |  |  | Summe Grenzaufwand WW |  | 0.21465
[13 empty] | Nichtelektrischer Bedarf WW Wasch&Spül |  |  | (Blatt Strom) | 0 | 0 | 0
[13 empty] | Nichtelektrischer Bedarf Kochen/Trocknen (Gas) |  |  | (Blatt Strom) | 3.0309 | 3.334 | 0.75773 |  |  |  | benutzt? | zugehöriges Blatt ausgefüllt?
[13 empty] | Summe Sonstige |  |  |  | 3.0309 | 3.334 | 0.75773 |  |  |  | 0 | TRUE |  |  | 1
[12 empty] | Kühlung mit elektrischer Wärmepumpe | [5 empty] | PE-Kennwert | CO2-Emissionsfaktor (CO2-Äquivalent)
[18 empty] | kWh/kWh | g/kWh
[13 empty] | Anteil Deckung Kühlbedarf |  |  | (Projekt) | 1 | 2.6 | 532
[13 empty] | Wärmequelle |  |  |  | Strom
Jahresarbeitszahl Kühlung
[13 empty] | Energiebedarf Raumkühlung |  |  |  | 0 | 0 | 0
[12 empty] | Heizung, Kühlung, Warmwasser, Hilfsstrom, Beleuchtung, Elektrogeräte | [10 empty] | Nutzenergie Heizung | 26.8736 |  |  | für benutzte Energieträger sind die Blätter ausgefüllt?
[13 empty] | Gesamt PE-Kennwert |  |  |  | kWh/(m²a) |  |  |  |  | Summe Heizung <> 100% ! | Wärmenachfrage WW-System | 19.4618 |  |  | 1
[13 empty] | Gesamtemission CO2-Äquivalent |  |  |  | kg/(m²a) |  | (ja/nein) |  |  | Summe Warmwasser <> 100% ! | abz. Solarenergie | 0
[16 empty] | Primärenergieanforderung | - | kWh/(m²a) | ? |  |  |  | Summe Wärmeanforderung | 46.3354
[23 empty] | Endenergie ohne Hilfsstrom | 4.7273 | 5.2 |  | 1.1818
Primärenergiefaktor
[12 empty] | Heizung, Warmwasser, Hilfsstrom (keine Beleuchtung u. Elektrogeräte) |  |  |  |  | 6.3729 | 9.5769 | 2.0921 |  |  |  | Aufwandszahl Erzeugung nicht solar gedeckter Wärme | 0.10202 | 1.1 |  | 0.25
[13 empty] | PE-Kennwert Haustechnik |  |  | 9.5769 | kWh/(m²a)
[13 empty] | Gesamtemission CO2-Äquivalent |  |  | 2.0921 | kg/(m²a) | [5 empty] | Aufteilung Energieversorgung korrekt? | 0
[12 empty] | Solarstrom | [5 empty] | PE-Kennwert (Erzeugung) | CO2-Emissionsfaktor
[17 empty] | kWh/a | kWh/kWh | g/kWh
[13 empty] | projektierte Jahresstromerzeugung |  |  | (Blatt PV) | 2629.1051 | 0.29358 | 58.2728
[13 empty] | Kennwert |  |  |  | 27.7859 | 8.1573 | 1.6192
[13 empty] | PE-Kennwert: Einsparung durch erzeugten Solarstrom |  |  | 64.0862 | kWh/(m²a)
[13 empty] | eingesparte CO2-Emissionen durch Solarstrom |  |  | 13.163 | kg/(m²a)
Note on P10: Note for 7-Other heating system: Select here and in row 30 or 48
Note on P30: An additional heat generator can be entered here, for example, in case of a chimney stove, an ethanol stove or a fan heater.
Note on P48: An additional DHW generator can be entered here, for example, a continuous flow water heater for a single tapping point or a decentralised boiler.
Note on V63: Enter here the PER factor of the substituting energy carrier divided by the performance ratio of the heat generator. Standard value: 1.1 (Gas) / 0.9 (performance ratio) = 1.2
Note on AA63: The CO2 equivalent factor of the substituted fuel should be entered here in kg/kWh (see above for factor)

## Compact
Kompakt | Speicher1 |  | Var1
|  | Variants ▼ |  |  | -
|  |  | Variant calculation |  | Passive House compact unit with exhaust air heat pump | [12 empty] | EnerPHit with PHPP Version 9.3 | Error(s):
|  |  | Heat generator |  | 23 / Climate: Hemsby / TFA: 95 m² / Heating: 26.6 kWh/(m²a) / Freq. overheating: 0 % / PER: 28.2 kWh/(m²a)
|  |  | Active variant: |  | Calculation based on measured values of the laboratory evaluation for component certification | [14 empty] | Kompakt im Blatt PER ausgewählt?
|  |  | 1- | [5 empty] | Building type: | Detached House | [9 empty] | FALSE
[9 empty] | Treated floor area ATFA: | 94.62 | m²
[6 empty] | Covered fraction of space heating demand |  |  | ('PER' worksheet) | 0%
|  |  | Variant calculation for heat generator |  |  | Space heating demand + distribution losses |  | QH+QHL: | (DHW+Distribution) | 2542.7847 | kWh
|  |  | Activated in 'PER' worksheet ('x')? |  |  | Solar contribution for space heating |  | hSolar, H | ('SolarDHW' worksheet) | 0%
[6 empty] | Effective annual heating demand |  | QH,Wi=QH*(1-hSolar, H) |  | 0 | kWh
Including DHW connection for washing machines & dishwashers
[6 empty] | Covered fraction of DHW demand |  |  | ('PER' worksheet) | 0%
[6 empty] | Total heating demand of DHW system |  | QgDHW | (DHW+Distribution) | 1666.875 | kWh |  |  |  | 1841.4715 | kWh
[6 empty] | Solar contribution for DHW |  | hSolar, DHW | ('SolarDHW' worksheet) | 54.22% |  |  |  |  | 54.22%
[6 empty] | Effective DHW demand |  | QDHW,Wi=QDHW*(1-hSolar, DHW) |  | 0 | kWh |  |  |  | 0 | kWh
| Makro-Speicher |  | Compact unit | [5 empty] | 1-Sorting: LIKE LIST
[6 empty] | Compact unit selection: | [5 empty] | Go to list of compact units
[6 empty] | Primärenergie-Faktor Strom |  |  | (Blatt Daten) | 2.6 | kWh/kWh
[6 empty] | CO2-Emissionsfaktor (CO2-Äquivalent) Strom |  |  |  | 532 | g/kWh
Measured values from laboratory test
[6 empty] | Ventilation | [14 empty] | Zahl der ausgefüllten Spalten:
[6 empty] | Effective heat recovery efficiency |  | heff | (Test stand) | [10 empty] | Heizung | 0
[6 empty] | Electric efficiency |  |  | (Test stand) |  | Wh/m³ | [8 empty] | Warmwasser | 0
[20 empty] | Bereitschaft | 0
[6 empty] | Heating |  |  | Test point 1 | Test point 2 | Test point 3 | Test point 4
[6 empty] | Outdoor air temperature |  | Tamb |  |  |  |  | °C
[6 empty] | Measured thermal power heat pump Heating |  | PHP,Heating |  |  |  |  | kW | [7 empty] | Interpolation von Leistung und COP aus den Prüfstandswerten in Abh. der Außentemperatur
|  |  |  | #VALUE! |  |  | Steigung Interpolation zwischen den Prüfpunkten | a PWP,Heiz | #VALUE! | #VALUE! | #VALUE! | [7 empty] | #VALUE! | Leistung bzw. COP | PWP,Heiz(THeizlast) | PWP,Heiz(TBereit) | PWP,WW(THeizlast) | PWP,WW(TBereit) | PWP,Bereit(THeizlast) | PWP,Bereit(TBereit) | COPHeiz, 0 bis tleist | COPHeiz,tleist bis tBereit | COPWW,0 bis tHeiztage | COPWW,tleist bis tHeiztage | COPBereit,0 bis tleist | COPBereit,tleist bis tHeiztage | COPWW,Sommer | COPBereit,Sommer
|  |  |  | #VALUE! |  |  | Achsabschnitt Interpolation zwischen den Prüfpunkten | b PWP,Heiz | #VALUE! | #VALUE! | #VALUE! | [7 empty] | #VALUE! | Außentemperatur [°C] | #VALUE! | #VALUE! | #VALUE! | #VALUE! | #VALUE! | #VALUE! | #VALUE! | #VALUE! | #VALUE! | #VALUE! | #VALUE! | #VALUE! | 20 | 20
[6 empty] | Measured COP Heating |  | COPHeating |  |  |  |  | - | [6 empty] | a1,2,3,4 | #N/A | #N/A | #N/A | #N/A | #N/A | #N/A | #N/A | #N/A | #N/A | #N/A | #N/A | #N/A | #N/A | #N/A
[7 empty] | Steigung Interpolation zwischen den Prüfpunkten | a COPHeiz | #VALUE! | #VALUE! | #VALUE! | [8 empty] | b1,2,3,4 | #N/A | #N/A | #N/A | #N/A | #N/A | #N/A | #N/A | #N/A | #N/A | #N/A | #N/A | #N/A | #N/A | #N/A
[7 empty] | Achsabschnitt Interpolation zwischen den Prüfpunkten | b COPHeiz | #VALUE! | #VALUE! | #VALUE! | [8 empty] | a1 | #VALUE! | #VALUE! | #VALUE! | #VALUE! | #N/A | #N/A | #VALUE! | #VALUE! | #VALUE! | #VALUE! | #N/A | #N/A | #VALUE! | #N/A
[7 empty] | Exergetischer Gütegrad | hex | #VALUE! | #VALUE! | #VALUE! | #VALUE! | [7 empty] | b1 | #VALUE! | #VALUE! | #VALUE! | #VALUE! | #N/A | #N/A | #VALUE! | #VALUE! | #VALUE! | #VALUE! | #N/A | #N/A | #VALUE! | #N/A
[6 empty] | Domestic hot water |  |  | Test point 1 | Test point 2 | Test point 3 | Test point 4 | [7 empty] | a2 | #VALUE! | #VALUE! | #VALUE! | #VALUE! | #N/A | #N/A | #VALUE! | #VALUE! | #VALUE! | #VALUE! | #N/A | #N/A | #VALUE! | #N/A
[6 empty] | Outdoor air temperature |  | Tamb |  |  |  |  | °C | [6 empty] | b2 | #VALUE! | #VALUE! | #VALUE! | #VALUE! | #N/A | #N/A | #VALUE! | #VALUE! | #VALUE! | #VALUE! | #N/A | #N/A | #VALUE! | #N/A
|  |  |  | #N/A |  | Messwerte thermische Leistung Wärmepumpe Warmwasser |  | PWP,WW | #N/A | #N/A | #N/A | #N/A | [6 empty] | #N/A | a3 | #VALUE! | #VALUE! | #VALUE! | #VALUE! | #N/A | #N/A | #VALUE! | #VALUE! | #VALUE! | #VALUE! | #N/A | #N/A | #VALUE! | #N/A
[6 empty] | Measured thermal power DHW storage heating-up |  | PDHW,Heating-Up |  |  |  |  | kW | [6 empty] | b3 | #VALUE! | #VALUE! | #VALUE! | #VALUE! | #N/A | #N/A | #VALUE! | #VALUE! | #VALUE! | #VALUE! | #N/A | #N/A | #VALUE! | #N/A
[6 empty] | Measured thermal power DHW storage reload |  | PDHW,Reload |  |  |  |  | kW | [6 empty] | T1 |  |  |  |  | #N/A | #N/A |  |  |  |  | #N/A | #N/A |  | #N/A
|  |  |  | #VALUE! |  |  | Steigung Interpolation zwischen den Prüfpunkten | a PWP,WW | #VALUE! | #VALUE! | #VALUE! | [7 empty] | #VALUE! | T2 |  |  |  |  | #N/A | #N/A |  |  |  |  | #N/A | #N/A |  | #N/A
|  |  |  | #VALUE! |  |  | Achsabschnitt Interpolation zwischen den Prüfpunkten | b PWP,WW | #VALUE! | #VALUE! | #VALUE! | [7 empty] | #VALUE! | T3 |  |  |  |  | #N/A | #N/A |  |  |  |  | #N/A | #N/A |  | #N/A
|  |  |  | #N/A |  | Arbeitszahl Warmwasser |  | COPWW | #N/A | #N/A | #N/A | #N/A | [6 empty] | #N/A | T4 |  |  |  |  | #N/A | #N/A |  |  |  |  | #N/A | #N/A
[6 empty] | Measured COP DHW storage heating-up |  | COPDHW,Heating-Up |  |  |  |  | - | [6 empty] | P bzw. COP Punkt 1 | #N/A | #N/A | #N/A | #N/A | #N/A | #N/A | #N/A | #N/A | #N/A | #N/A | #N/A | #N/A | #N/A | #N/A
[6 empty] | Measured COP DHW storage reload |  | COPDHW,Reload |  |  |  |  | - | [6 empty] | P bzw. COP Punkt 2 | #N/A | #N/A | #N/A | #N/A | #N/A | #N/A | #N/A | #N/A | #N/A | #N/A | #N/A | #N/A | #N/A | #N/A
[7 empty] | Steigung Interpolation zwischen den Prüfpunkten | a COPWW | #VALUE! | #VALUE! | #VALUE! | [8 empty] | P bzw. COP Punkt 3 | #N/A | #N/A | #N/A | #N/A | #N/A | #N/A | #N/A | #N/A | #N/A | #N/A | #N/A | #N/A | #N/A | #N/A
[7 empty] | Achsabschnitt Interpolation zwischen den Prüfpunkten | b COPWW | #VALUE! | #VALUE! | #VALUE! | [8 empty] | P bzw. COP Punkt 4 | #N/A | #N/A | #N/A | #N/A | #N/A | #N/A | #N/A | #N/A | #N/A | #N/A | #N/A | #N/A | #N/A | #N/A
[7 empty] | Exergetischer Gütegrad | hex | #VALUE! | #VALUE! | #VALUE! | #VALUE! | [7 empty] | Tamb<T1 | #N/A | #N/A | #N/A | #N/A | #N/A | #N/A | #N/A | #N/A | #N/A | #N/A | #N/A | #N/A | #N/A | #N/A
[6 empty] | Standby (inputs required only if different from storage reload) |  |  | Test point 1 | Test point 2 | Test point 3 | Test point 4 | [7 empty] | T1<=Tamb<T2 | #VALUE! | #VALUE! | #VALUE! | #VALUE! | #N/A | #N/A | #VALUE! | #VALUE! | #VALUE! | #VALUE! | #N/A | #N/A | #VALUE! | #N/A
[6 empty] | Default-Werte, falls keine Messwerte (aus WW übernommen ) |  | Tamb | #N/A | #N/A | #N/A | #N/A | °C | [6 empty] | T2<=Tamb<T3 | #N/A | #N/A | #N/A | #N/A | #N/A | #N/A | #N/A | #N/A | #N/A | #N/A | #N/A | #N/A | #N/A | #N/A
[6 empty] | Outdoor air temperature |  | Tamb |  |  |  |  | °C
[6 empty] | Default-Werte, falls keine Messwerte (aus WW übernommen ) |  | Pwp,Bereit | #N/A | #N/A | #N/A | #N/A | kW | [6 empty] | T3<=Tamb<T4 | #N/A | #N/A | #N/A | #N/A | #N/A | #N/A | #N/A | #N/A | #N/A | #N/A | #N/A | #N/A | #N/A | #N/A
[6 empty] | Measured thermal power heat pump Standby |  | PHP,Standby |  |  |  |  | kW | [6 empty] | Tamb>=T4 | #N/A | #N/A | #N/A | #N/A | #N/A | #N/A | #N/A | #N/A | #N/A | #N/A | #N/A | #N/A | #N/A | #N/A
[7 empty] | Steigung Interpolation zwischen den Prüfpunkten | a PWP,Bereit | #N/A | #N/A | #N/A | [8 empty] | P bzw. COP interpol. | #VALUE! | #VALUE! | #VALUE! | #VALUE! | #VALUE! | #VALUE! | #VALUE! | #VALUE! | #VALUE! | #VALUE! | #VALUE! | #VALUE! | #VALUE! | #VALUE!
[7 empty] | Achsabschnitt Interpolation zwischen den Prüfpunkten | b PWP,Bereit | #N/A | #N/A | #N/A | [8 empty] | Zahl der ausgefüllten Spalten | 0 | 0 | 0 | 0 | 0 | 0 | 0 | 0 | 0 | 0 | 0 | 0 | 0 | 0
[6 empty] | Default-Werte, falls keine Messwerte (aus WW übernommen ) |  | COPBereit | #N/A | #N/A | #N/A | #N/A | [8 empty] | Heiz | Heiz | Warmw. | Warmw. | Bereit. | Bereit. | Heiz | Heiz | Warmw. | Warmw. | Bereit. | Bereit. | Warmw. | Bereit.
[6 empty] | Measured COP Standby |  | COPStandby |  |  |  |  | - | [6 empty] | 1 | 0 | 0 | 0 | 0 | 0 | 0 | 0 | 0 | 0 | 0 | 0 | 0 | 0 | 0
[7 empty] | Steigung Interpolation zwischen den Prüfpunkten | a COPBereit | #N/A | #N/A | #N/A | [8 empty] | 2 | 0 | 0 | 0 | 0 | 0 | 0 | 0 | 0 | 0 | 0 | 0 | 0 | 0 | 0
[7 empty] | Achsabschnitt Interpolation zwischen den Prüfpunkten | b COPBereit | #N/A | #N/A | #N/A | [8 empty] | 3 | 0 | 0 | 0 | 0 | 0 | 0 | 0 | 0 | 0 | 0 | 0 | 0 | 0 | 0
[6 empty] | Mittlere elektrische Leistungsaufnahme im Bereitschaftsbetrieb |  | Pel,mittel,Bereit | #VALUE! | #VALUE! | #VALUE! | #VALUE! | W | [6 empty] | 4 | 0 | 0 | 0 | 0 | 0 | 0 | 0 | 0 | 0 | 0 | 0 | 0 | 0 | 0
Regression aus Messdaten
[6 empty] | Regression thermische Leistung Wärmepumpe Heizung |  | PWP,Heiz | (Prüfstandsmessung) | #N/A | * Tamb + | #N/A
[6 empty] | Regression thermische Leistung Wärmepumpe Warmwasser |  | PWP,WW | (Prüfstandsmessung) | #N/A | * Tamb + | #N/A
[6 empty] | Regression thermische Leistung Wärmepumpe Bereitschaft |  | Pwp,Bereit | (Prüfstandsmessung) | #N/A | * Tamb + | #N/A
[6 empty] | Regression Arbeitszahl Heizung |  | COPHeiz | (Prüfstandsmessung) | #N/A | * Tamb + | #N/A
[6 empty] | Regression Arbeitszahl Warmwasser |  | COPWW | (Prüfstandsmessung) | #N/A | * Tamb + | #N/A
[6 empty] | Regression Arbeitszahl Bereitschaft |  | COPBereit | (Prüfstandsmessung) | #N/A | * Tamb + | #N/A
[6 empty] | TWW-Zapfanteile nach IEA-SHC Task 26 |  | Kategorie | kleine Zapfungen | mittlere Zapfungen | Duschbad | Badewanne
[8 empty] | Anteil der gezapften Wärmemenge | 0.14239 | 0.35703 | 0.39665 | 0.10393
[6 empty] | Wichtungsfaktor COPSpeichernachladung |  | fSpeichernachladung |  | 0.63164
0
[6 empty] | Specific heat loss storage incl. connections |  | U * A Storage | (Test stand) |  | W/K
[6 empty] | Average storage temperature in standby mode |  | TDHW,Standby | (Test stand) |  | °C
[6 empty] | Heat pump priority |  | separate heat pumps |  | DHW priority |  | Heating priority
[8 empty] | Room temperature (°C) |  | 20
[8 empty] | Av. ambient temp. Heating P. (°C) |  | 7.4447
[8 empty] | Av. Ground temp (°C) |  | 11.562
[6 empty] | Efficiency SHX exhaust air mixing |  | h*SHX
[6 empty] | Heat recovery efficiency SHX exhaust air mixing (if applicable) |  | hSHX,add | (Design Value) | 0
[6 empty] | Volume flow rate of added exhaust air (if applicable) |  | Vadd | (Test stand) |  | m³/h
Hydraulic frost protection
[6 empty] | Mittlere Arbeitszahl WP Heizung 0 bis tleist |  | COPHeiz, 0 bis tleist |  | #VALUE! |  |  |  |  | #VALUE!
[6 empty] | Wärmelieferung WP Heizung 0 bis tleist |  | QWP,Heiz, 0 bis tleist |  | #VALUE! | kWh/a |  |  |  | #VALUE! | kWh/a
[6 empty] | Mittlere Arbeitszahl WP Heizung tleist bis tBereit |  | COPHeiz,tleist bis tBereit |  | #VALUE! |  |  |  |  | #VALUE!
[6 empty] | Wärmelieferung WP Heizung tleist bis tBereit |  | QWP,Heiz, tleist bis tBereit |  | #VALUE! | kWh/a |  |  |  | #VALUE! | kWh/a
[6 empty] | Mittlere Arbeitszahl WP Heizung |  |  |  | #VALUE! |  |  |  |  | #VALUE!
[6 empty] | Mittlere Arbeitszahl WP Warmwasser 0 bis tHeiztage |  | COPWW,0 bis tHeiztage |  | #VALUE! |  |  |  |  | #VALUE!
[6 empty] | Wärmelieferung WP Warmwasser 0 bis tleist |  | QWP,WW, 0 bis tHeiztage |  | #VALUE! | kWh/a |  |  |  | #VALUE! | kWh/a
[6 empty] | Mittlere Arbeitszahl WP Warmwasser tleist bis tHeiztage |  | COPWW,tleist bis tHeiztage |  | #VALUE! |  |  |  |  | #VALUE!
[6 empty] | Wärmelieferung WP Warmwasser tleist bis tHeiztage |  | QWP,WW, tleist bis tHeiztage |  | #VALUE! | kWh/a |  |  |  | #VALUE! | kWh/a
[6 empty] | Mittlere Arbeitszahl WP Warmwasser Winter |  |  |  | #VALUE! |  |  |  |  | #VALUE!
[6 empty] | Mittlere Arbeitszahl WP Bereitschaft 0 bis tHeiztage |  | COPBereit,0 bis tleist |  | #VALUE! |  |  |  |  | #VALUE!
[6 empty] | Wärmelieferung WP Bereitschaft 0 bis tleist |  | QWP,Bereit, 0 bis tleist |  | #VALUE! | kWh/a |  |  |  | #VALUE! | kWh/a
[6 empty] | Mittlere Arbeitszahl WP Bereitschaft tleist bis tHeiztage |  | COPBereit,tleist bis tHeiztage |  | #VALUE! |  |  |  |  | #VALUE!
[6 empty] | Wärmelieferung WP Bereit tleist bis tHeiztage |  | QWP,Bereit, tleist bis tHeiztage |  | #VALUE! | kWh/a |  |  |  | #VALUE! | kWh/a
[6 empty] | Mittlere Arbeitszahl WP Bereitschaft Winter |  | COPBereit,Winter |  | #VALUE! |  |  |  |  | #VALUE!
[6 empty] | Mittlere Arbeitszahl WP Bereitschaft Sommer |  | COPBereit,Sommer |  | #VALUE!
[6 empty] | Mittlere Arbeitszahl WP Warmwasser Sommer |  | COPWW,Sommer |  | #VALUE!
[6 empty] | Mittlere Arbeitszahl WP Warmwasser |  | COPWW |  | #VALUE! |  |  |  |  | #VALUE!
[6 empty] | Thermische Leistung Bereitschaftsbetrieb |  | PBereit |  | #VALUE! | kW |  |  |  | #VALUE! | kW
[6 empty] | Maximale Wärmeleistung der Wärmepumpe bei tleist |  | Pleist |  | #VALUE! | kW |  |  |  | #VALUE! | kW
[6 empty] | Heizlast |  | PH |  | 1.6567 | kW |  |  |  | 1.6567 | kW
[6 empty] | Zahl der Heiztage |  | tHeiztage |  | 0 | d |  |  |  | 0 | d
[6 empty] | Zahl der Heiztage bei nutzbarer Wärme Bereitschaftsbetrieb |  | tBereit |  | #VALUE! | d |  |  |  | #VALUE! | d
[6 empty] | Zahl der Tage am Schnittpunkt WP-Leist. und Bedarf |  | tleist |  | #VALUE! | d |  |  |  | #VALUE! | d
[6 empty] | Regressionskonstanten Dauerlinie Außenlufttemperatur |  | a = |  | 0.34246
[8 empty] | b = |  | -4.9486e-05
[8 empty] | c = |  | #VALUE!
[6 empty] | Zus. Außenluftbeim-EWÜ-Temp. bzw. Außenlufttemperatur |  | TEWÜ,zus bzw. Tamb |  | 20 | °C | 20 | °C
[6 empty] | Mitteltemperatur Sommer |  | Tamb,Sommer |  | 20 | °C | 20 | °C
[6 empty] | Zus. Außenluftbeim-EWÜ-Temp. bzw. Außenlufttemperatur |  | TEWÜ,zus bzw. Tamb |  | 3.7812 | °C | 3.7812 | °C
[6 empty] | Mitteltemperatur Kernwinter |  | Tamb,mittel |  | #VALUE! | °C | 3.7812 | °C
[6 empty] | Zus. Außenluftbeim-EWÜ-Temp. bzw. Außenlufttemperatur |  | TEWÜ,zus bzw. Tamb |  | #VALUE! | °C | #VALUE! | °C
[6 empty] | Außenlufttemperatur bei tBereit |  | TBereit |  | #VALUE! | °C | #VALUE! | °C
[6 empty] | Zus. Außenluftbeim-EWÜ-Temp. bzw. Außenlufttemperatur |  | TEWÜ,zus bzw. Tamb |  | -0.288 | °C | -0.288 | °C
[6 empty] | Außenlufttemperatur nach Außenluft-EWÜ im Heizlastfall |  | THeizlast |  | #VALUE! | °C | -0.288 | °C
[6 empty] | Mittlere Außenlufttemperatur im Bereich 0 bis tleist |  |  |  | #VALUE! | °C |  |  |  | #VALUE! | °C
[6 empty] | Mittlere Außenlufttemperatur im Bereich tleist bis tBereit |  |  |  | #VALUE! | °C |  |  |  | #VALUE! | °C
[6 empty] | Mittlere Außenlufttemperatur im Bereich tleist bis tHeiztage |  |  |  | #VALUE! | °C |  |  |  | #VALUE! | °C
[6 empty] | Leistung der WP Bereitschaft bei THeizlast bzw. TBereit |  | PWP,Bereit(THeizlast bzw. TBereit) |  | #VALUE! | kW | #VALUE! | kW |  | #VALUE! | kW | #VALUE! | kW
[6 empty] | Leistung der WP Warmwasser bei THeizlast bzw. TBereit |  | PWP,WW(THeizlast bzw. TBereit) |  | #VALUE! | kW | #VALUE! | kW |  | #VALUE! | kW | #VALUE! | kW |  | Zur Übernahme ins Blatt PER
[6 empty] | Leistung der WP Heizung bei THeizlast bzw. TBereit |  | PWP,Heiz(THeizlast bzw. TBereit) |  | #VALUE! | kW | #VALUE! | kW |  | #VALUE! | kW | #VALUE! | kW |  | El. Bedarf mit nicht el Bed. HH | Heiz | WW | Summe | #VALUE!
[6 empty] | Laufzeit Bereitschaftsbetrieb bei THeizlast bzw. TBereit |  | gBereit |  | #VALUE! | h | #VALUE! | h |  | #VALUE! | h | #VALUE! | h |  | QE,dir | #VALUE! | #VALUE! | #VALUE! | kWh/a
[6 empty] | Laufzeit Warmwasserbetrieb bei THeizlast bzw. TBereit |  | gWW |  | #VALUE! | h | #VALUE! | h |  | #VALUE! | h | #VALUE! | h |  | QWP |  |  | 0 | kWh/a
[6 empty] | Laufzeit Heizbetrieb bei THeizlast bzw. TBereit |  | gHeiz |  | #VALUE! | h | 0 | h |  | #VALUE! | h | 0 | h |  | Summe | #VALUE! | #VALUE! | #VALUE! | kWh/a
[6 empty] | Tagesm. Heizl. am Heizlasttag bzw. bei tBereit |  | PWP max, Heizlast bzw. tbereit |  | #VALUE! | kW | #VALUE! | kW |  | #VALUE! | kW | #VALUE! | kW |  | Summe | 0 | 0 | 0 | kWh/(m²a)
[21 empty] | #VALUE! | #VALUE! | #VALUE!
[6 empty] | Heizgrenztemperatur |  | THeizgrenz |  | #VALUE! | °C |  |  |  | #VALUE! | °C
[6 empty] | Leistung Warmwasser |  | PWW | (Blatt WW+Verteil) | 0 | kW |  |  |  | 0.21021 | kW
[6 empty] | Leistung Warmwasser,Sommer |  | PWW,S | (Blatt WW+Verteil) | 0 | kW |  |  |  | 0 | kW
[6 empty] | Maximalleistung (WW+Heizlast) |  | Pmax | = Pww+PH | 1.6567 | kW |  |  |  | 1.8669 | kW
[6 empty] | Heat supplied by direct electricity |  | QE,dir |  |  | kWh/a |  |  |  |  | kWh/a
[6 empty] | Wärmelieferung direktelektrisch NUR Heizung (WP Heizung) |  |  |  | #VALUE! | kWh/a |  |  |  | #VALUE!
[6 empty] | Wärmelieferung direktelektrisch NUR WW (WP für WW) |  |  |  | #VALUE! | kWh/a |  |  |  | #VALUE!
[6 empty] | Wärmelieferung WP Heizung ohne Solarheizungsunterst. |  | QWP,Heiz |  |  | kWh/a
[6 empty] | Wärmelieferung Solar Heizung |  |  |  | 0 | kWh/a |  |  |  | 0
[6 empty] | Anrechenbarer Anteil Solar Heizung |  |  |  | 0 | kWh/a |  |  |  | 0
[6 empty] | Space heat supplied by HP |  | QHP,Heating |  |  | kWh/a |  |  |  |  | kWh/a
[6 empty] | Winter DHW supplied by HP |  | QHP,DHW,Winter |  | 0 | kWh/a |  |  |  | 0 | kWh/a
[6 empty] | Winter standby heat supplied by HP |  | QHP,Standby,Winter |  |  | kWh/a |  |  |  |  | kWh/a
[6 empty] | Summer DHW supplied by HP |  | QHP,DHW,Summer |  | 0 | kWh/a |  |  |  | 0 | kWh/a
[6 empty] | Summer standby heat supplied by HP |  | QHP,Standby,Summer |  |  | kWh/a |  |  |  |  | kWh/a
Performance factor of heat generator, DHW & space heating
[7 empty] | Seasonal performance factor | SPFH-3
[10 empty] | kWh/a |  | kWh/(m²a) |  |  | kWh/a |  | kWh/(m²a)
[6 empty] | Final energy demand heat generation |  | Qfinal
Annual PE demand (non-renewable primary energy)
[10 empty] | kg/a |  | kg/(m²a) |  |  | kg/a |  | kg/(m²a)
Annual CO2-equivalent emissions
Note on M83: An ideal SHX would provide air with the same temperature as the annual average ground temperature. Its efficiency would be 100 %. For design of subsoil heat exchangers see e.g. the PHLuft program (download from www.passivehouse.com)

## HP
WP | Speicher1 |  | Var1
|  | Variants ▼ |  | -
|  |  | Variant calculation | Heat pump | [6 empty] | EnerPHit with PHPP Version 9.3 |  | Error(s): | Warning(s): | [5 empty] | incl. DHW connection for washing machines & dishwashers
|  |  | Heat generator | 23 / Climate: Hemsby / TFA: 95 m² / Heating: 26.6 kWh/(m²a) / Freq. overheating: 0 % / PER: 28.2 kWh/(m²a)
|  |  | Active variant: |  |  |  |  | Building type: | Detached House | [15 empty] | WP im Blatt PER ausgewählt für Heizung?
|  |  | 1- |  |  |  |  | Treated floor area ATFA: | 94.62 | m² | [14 empty] | 0
WP im Blatt PER ausgewählt für WW?
[5 empty] | Covered fraction of space heating demand |  |  | ('PER' worksheet) | 0% | [15 empty] | 0
[5 empty] | Space heating demand + distribution losses |  | QH+QHL: | (DHW+Distribution) | 2542.7847 | kWh/a
|  |  | Variant calculation for heat generator |  | Solar fraction for space heat |  | hSolar, H | ('SolarDHW' worksheet) | 0%
|  |  | Activated in 'PER' worksheet ('x')? |  | Effective annual heating demand |  | QH,Wi=QH*(1-hSolar, H) |  | 0 | kWh/a
[5 empty] | Covered fraction of DHW demand |  |  | ('PER' worksheet) | 0%
[5 empty] | Total heating demand of DHW system |  | QgDHW | (DHW+Distribution) | 1176.315 | kWh/a | [10 empty] | 1350.9115 | kWh/a
[5 empty] | Solar fraction for DHW |  | hSolar, DHW | ('SolarDHW' worksheet) | 54.22% | [11 empty] | 0%
[5 empty] | Effective DHW demand |  | QDHW,Wi=QDHW*(1-hSolar, DHW) |  | 0 | kWh/a | [10 empty] | 0 | kWh/a
[5 empty] | Number of heat pumps in the system |  |  |  | 1 |  |  |  |  | Only the HP (heating) is being considered for the calculation
[5 empty] | Functionality |  |  |  | Heating & DHW
| Makro-Speicher |  | Heat pump heating | Heating
|  |  | None |  | Selection of HP: | 0-None | Heat source:
[5 empty] | Selection of distribution system |  |  |  | 3-Supply air heating
[5 empty] | Design distribution temperature |  | θdesign | (DHW+Distribution) | 55 | °C
[5 empty] | Nominal power of distribution system |  | Pnom |  | 0 | kW
Distribution system (to be completed by experienced users only)
[5 empty] | Nominal power of distribution system |  | Pnom |  |  | kW
[5 empty] | Radiator exponent |  | n
[5 empty] | Heat storage tank (buffer storage tank 'DHW+Distribution' worksheet) |  |  |  | 0-No
[5 empty] | Specific heat losses storage |  | U * A Storage |  |  | W/K
[5 empty] | Storage location in thermal envelope |  |  |  | 1-Inside
[5 empty] | Room temperature (storage location: outside of thermal envelope) |  |  | (DHW+Distribution) |  | °C
[5 empty] | Sink temperature of heat pump for heating |  | θsnk |  | 61.5 | °C
|  |  | Heat pump DHW | Entries in relation to the domestic hot water system
|  |  | 0 |  | Selection of HP: | 0-None | Heat source:
[5 empty] | DHW temperature |  |  | (DHW+Distribution) | 60 | °C
[5 empty] | Orientation of DHW storage tank ('storage 1' in 'DHW+Distribution' worksheet) |  |  |  | 1-Inside
[5 empty] | Specific heat losses storage |  | U * A Storage |  | 1.4 | W/K
[5 empty] | Room temperature (storage location: outside of thermal envelope) |  |  | (DHW+Distribution) | 20 | °C
[5 empty] | Type of backup heater |  |  |  | 1-Elec. Immersion heater
[5 empty] | Δθ of electric continuous flow water heater |  |  |  |  | Κ
Additional options in case of one heat pump for both functions: Heating & DHW
[5 empty] | Same heat pump's sink temperature for Heating and for DHW |  |  |  | 1-Yes
[5 empty] | Heat pump priority |  |  | (Manufacturer, tech. data) | 1-DHW-priority
Control strategy
[5 empty] | Heat pump control strategy |  |  |  | 1-On/Off
|  |  |  | Heating | [20 empty] | Daten vorhanden? | stimmig? |  |  | Tiefe
[5 empty] | Depth ground water / Ground collector / Ground probe |  | z |  |  | m | [14 empty] | TRUE | 1
[5 empty] | Power of pump for ground heat exchanger |  | Ppump |  |  | kW | [14 empty] | TRUE
Heating
|  |  |  | Heat pump: | [27 empty] | °C to K:
[31 empty] | check | 273.15 |  | check
|  |  |  | Source: | [23 empty] | θ_source | θ_water | Php | Php | T_snk/ (T_snk-T_src) | COP | COP | number for offset
[7 empty] | θ_source | θ_sink | Heating capacity | COP
[7 empty] | °C | °C | kW | [18 empty] | °C | °C | W | W |  |  |  |  | p1 | p2 | p3 | ind_eff
[6 empty] | Test point 1 | [20 empty] | 1 |  |  | #VALUE! | #VALUE! |  |  |  | 0 | 0
[6 empty] | Test point 2 | [20 empty] | 2 |  |  | #VALUE! | #VALUE! |  |  |  | 0
[6 empty] | Test point 3 | [20 empty] | 3 |  |  | #VALUE! | #VALUE! |  |  |  | 0 | #VALUE! | #VALUE! | #VALUE! | #VALUE!
[6 empty] | Test point 4 | [20 empty] | 4 |  |  | #VALUE! | #VALUE! |  |  |  | 0 | #VALUE! | #VALUE! | #VALUE! | #VALUE!
[6 empty] | Test point 5 | [20 empty] | 5 |  |  | #VALUE! | #VALUE! |  |  |  | 0 | #VALUE! | #VALUE! | #VALUE! | #VALUE!
[6 empty] | Test point 6 | [20 empty] | 6 |  |  | #VALUE! | #VALUE! |  |  |  | 0 | #VALUE! | #VALUE! | #VALUE! | #VALUE!
[6 empty] | Test point 7 | [20 empty] | 7 |  |  | #VALUE! | #VALUE! |  |  |  | 0 | #VALUE! | #VALUE! | #VALUE! | #VALUE!
[6 empty] | Test point 8 | [20 empty] | 8 |  |  | #VALUE! | #VALUE! |  |  |  | 0 | #VALUE! | #VALUE! | #VALUE! | #VALUE!
[6 empty] | Test point 9 | [20 empty] | 9 |  |  | #VALUE! | #VALUE! |  |  |  | 0 | #VALUE! | #VALUE! | #VALUE! | #VALUE!
[6 empty] | Test point 10 | [20 empty] | 10 |  |  | #VALUE! | #VALUE! |  |  |  | 0 | #VALUE! | #VALUE! | #VALUE! | #VALUE!
[6 empty] | Test point 11 | [20 empty] | 11 |  |  | #VALUE! | #VALUE! |  |  |  | 0 | #VALUE! | #VALUE! | #VALUE! | #VALUE!
[6 empty] | Test point 12 | [20 empty] | 12 |  |  | #VALUE! | #VALUE! |  |  |  | 0 | #VALUE! | #VALUE! | #VALUE! | #VALUE!
[6 empty] | Test point 13 | [20 empty] | 13 |  |  | #VALUE! | #VALUE! |  |  |  | 0 | #VALUE! | #VALUE! | #VALUE! | #VALUE!
[6 empty] | Test point 14 | [20 empty] | 14 |  |  | #VALUE! | #VALUE! |  |  |  | 0 | #VALUE! | #VALUE! | #VALUE! | #VALUE!
[6 empty] | Test point 15 | [20 empty] | 15 |  |  | #VALUE! | #VALUE! |  |  |  | 0 | #VALUE! | #VALUE! | #VALUE! | #VALUE!
0
[5 empty] | Temperature difference in sink |  | ΔθSink |  |  | K
[35 empty] | Final coef: | 0 | 0 | 0 | 0
|  |  |  | HEATING | calculations for the heat pump
[5 empty] | heating capacity coefficients |  | Php = p1*θ_source + p2*θ_sink + p3 |  | θ in [°C]
[7 empty] | p1 |  | 0
[7 empty] | p2 |  | 0
[7 empty] | p3 |  | 0
[5 empty] | COP coefficient |  | COP = ind_eff * (T_snk / (T_snk - T_src)) |  | T in [K]
[7 empty] | ind_eff |  | 0
DHW
|  |  |  | Heat pump: | [27 empty] | °C to K:
[31 empty] | check | 273.15 |  | check
|  |  |  | Source: | [23 empty] | θ_source | θ_water | Php | Php | T_snk/ (T_snk-T_src) | COP | COP | number for offset
[7 empty] | θ_source | θ_sink | Heating capacity | COP
[7 empty] | °C | °C | kW | [18 empty] | °C | °C | W | W |  |  |  |  | p1 | p2 | p3 | ind_eff
[6 empty] | Test point 1 | [20 empty] | 1 |  |  | #VALUE! | #VALUE! |  |  |  | 0
[6 empty] | Test point 2 | [20 empty] | 2 |  |  | #VALUE! | #VALUE! |  |  |  | 0
[6 empty] | Test point 3 | [20 empty] | 3 |  |  | #VALUE! | #VALUE! |  |  |  | 0 | #VALUE! | #VALUE! | #VALUE! | #VALUE!
[6 empty] | Test point 4 | [20 empty] | 4 |  |  | #VALUE! | #VALUE! |  |  |  | 0 | #VALUE! | #VALUE! | #VALUE! | #VALUE!
[6 empty] | Test point 5 | [20 empty] | 5 |  |  | #VALUE! | #VALUE! |  |  |  | 0 | #VALUE! | #VALUE! | #VALUE! | #VALUE!
[6 empty] | Test point 6 | [20 empty] | 6 |  |  | #VALUE! | #VALUE! |  |  |  | 0 | #VALUE! | #VALUE! | #VALUE! | #VALUE!
[6 empty] | Test point 7 | [20 empty] | 7 |  |  | #VALUE! | #VALUE! |  |  |  | 0 | #VALUE! | #VALUE! | #VALUE! | #VALUE!
[6 empty] | Test point 8 | [20 empty] | 8 |  |  | #VALUE! | #VALUE! |  |  |  | 0 | #VALUE! | #VALUE! | #VALUE! | #VALUE!
[6 empty] | Test point 9 | [20 empty] | 9 |  |  | #VALUE! | #VALUE! |  |  |  | 0 | #VALUE! | #VALUE! | #VALUE! | #VALUE!
[6 empty] | Test point 10 | [20 empty] | 10 |  |  | #VALUE! | #VALUE! |  |  |  | 0 | #VALUE! | #VALUE! | #VALUE! | #VALUE!
[6 empty] | Test point 11 | [20 empty] | 11 |  |  | #VALUE! | #VALUE! |  |  |  | 0 | #VALUE! | #VALUE! | #VALUE! | #VALUE!
[6 empty] | Test point 12 | [20 empty] | 12 |  |  | #VALUE! | #VALUE! |  |  |  | 0 | #VALUE! | #VALUE! | #VALUE! | #VALUE!
[6 empty] | Test point 13 | [20 empty] | 13 |  |  | #VALUE! | #VALUE! |  |  |  | 0 | #VALUE! | #VALUE! | #VALUE! | #VALUE!
[6 empty] | Test point 14 | [20 empty] | 14 |  |  | #VALUE! | #VALUE! |  |  |  | 0 | #VALUE! | #VALUE! | #VALUE! | #VALUE!
[6 empty] | Test point 15 | [20 empty] | 15 |  |  | #VALUE! | #VALUE! |  |  |  | 0 | #VALUE! | #VALUE! | #VALUE! | #VALUE!
0
[5 empty] | Temperature difference in sink |  | ΔθSink |  |  | K
[35 empty] | Final coef: | 0 | 0 | 0 | 0
|  |  |  | DHW | calculations for the heat pump
[5 empty] | heating capacity coefficients |  | Php = p1*θ_source + p2*θ_sink + p3 |  | θ in [°C]
[7 empty] | p1 |  | 0
[7 empty] | p2 |  | 0
[7 empty] | p3 |  | 0
[5 empty] | COP coefficient |  | COP = ind_eff * (T_snk / (T_snk - T_src)) |  | T in [K]
[7 empty] | ind_eff |  | 0
[5 empty] | Electr. energy consumption pump (grnd. water / ground) |  | QEl,Pump |  | 0 | kWh/a | [10 empty] | 0
[5 empty] | Energy by direct electricity |  | QEl,dir |  | 0 | kWh/a | [10 empty] | 0 | kWh/a
[5 empty] | Space heat supplied by HP |  | QHP,Heating |  | 0 | kWh/a | [10 empty] | 0 | kWh/a
[5 empty] | Winter DHW supplied by HP |  | QHP,DHW,Winter |  | 0 | kWh/a | [10 empty] | 0 | kWh/a
[5 empty] | Summer DHW supplied by HP |  | QHP,DHW,Summer |  | 0 | kWh/a | [10 empty] | 0 | kWh/a
[5 empty] | Space heating supplied by HP without storage losses |  | QHP,Heating |  | 0 | kWh/a | [10 empty] | 0 | kWh/a
[5 empty] | Winter DHW supplied by HP without storage losses |  | QHP,DHW,Winter |  | 0 | kWh/a | [10 empty] | 0 | kWh/a
[5 empty] | Summer DHW supplied by HP without storage losses |  | QHP,DHW,Summer |  | 0 | kWh/a | [10 empty] | 0 | kWh/a
[5 empty] | Electrical consumption of HP |  | QelHP |  |  | kWh/a | [11 empty] | kWh/a
[9 empty] | 1. HP: Heating or heating & DHW |  | 2. HP: Domestic hot water | [9 empty] | 1. HP: Heating or heating & DHW |  | 2. HP: Domestic hot water
[5 empty] | Seasonal Performance Faktor of Heat Pump |  | SPFH-1 | 1st heat pump: |  | 2nd heat pump: | [9 empty] | 1st heat pump: |  | 2nd heat pump:
[5 empty] | Seasonal performance factor of heat pump |  | SPFH-1
[5 empty] | Seasonal Performance Faktor of System |  | SPFH-3
[5 empty] | Jahresarbeitszahl System |  | SPFH-3
[5 empty] | Aufwandszahl Wärmeerzeuger WW & Heizung |  | SPFH-3 |  | #VALUE! | [11 empty] | #VALUE!
Aufwandszahl Wärmeerzeuger WW & Heizung
[9 empty] | kWh/a |  | kWh/(m²a) | [9 empty] | kWh/a |  | kWh/(m²a)
[5 empty] | Endenergiebedarf der Wärmebereitstellung |  | QEnd
[5 empty] | Final electrical energy demand heat generation |  | Qfinal
Annual primary energy demand
[9 empty] | kg/a |  | kg/(m²a) | [9 empty] | kg/a |  | kg/(m²a)
Annual CO2-equivalent emissions
[6 empty] | PHPP Inputs | [12 empty] | incl. DHW connection for washing machines & dishwashers
[5 empty] | Design temperature difference of distribution system |  | Δθ_design distribution | (Blatt WW+Verteil) | 10.01 | °C | [5 empty] | Heating | DHW |  |  | Heating | DHW
[5 empty] | DHW Consumption per Person and Day in θ_DHW |  | VDHW | (Blatt WW+Verteil) | 25 | Liter/Pers/d |  |  |  |  | Qpump | 0 | 0 |  | Qpump | 0 | 0
[5 empty] | Average Cold Water Temperature of the Supply |  | θDW | (Blatt WW+Verteil) | 11.562 | °C |  |  |  |  | QEl,dir | 0 | 0 |  | QEl,dir | 0 | 0
[5 empty] | number of persons |  | persons | (Blatt WW+Verteil) | 2.2943 | persons |  |  |  |  | Qel_HP |  |  |  | Qel_HP
[5 empty] | Room temperature |  |  | (Blatt Nachweis) | 20 | °C |  |  |  |  | Qel_final | 0 | 0 | 0 | Qel_final | 0 | 0 | 0
[5 empty] | Heating load |  | PH | (Blatt Heizlast) | 1.6567 | kW
[5 empty] | Temperaturre in highest load |  | θ_hl | (Blatt Heizlast) | -0.288 | °C
[5 empty] | Ambient winter temperature(heating period) |  | θ_amb_winter | (Blatt Klima) | 3.7812 | °C
[5 empty] | Ambient summer temperature(not heating period) |  | θ_amb_summer | (Blatt Klima) | 12.9483 | °C
[5 empty] | Regressionskonstanten Dauerlinie Außenlufttemperatur |  | a |  | 0.34246
[5 empty] | θ_amb = t^a + b*t + c , where t = time in hours |  | b |  | -4.9486e-05
[5 empty] | Duration of heating period |  | t_hg |  | 127.905 | days
[7 empty] | c | for heating | -7.7918
[7 empty] | c | for DHW | -7.7918
[5 empty] | Mean ambient temperature |  | teta_av | (Blatt Klima) | 11.562 | °C
[5 empty] | ambient temp: (θmax - θmin)/2 |  | Δθ | (Blatt Klima) | 6.25 | °C
[5 empty] | periodic penetration depth |  | δ | (Blatt Erdreich) | 3.1683 | m
[5 empty] | Primärenergie-Faktor Strom |  |  | (Blatt Daten) | 2.6 | kWh/kWh
[5 empty] | CO2-Emissionsfaktor (CO2-Äquivalent) Strom |  |  | (Blatt Daten) | 532 | g/kWh
Drop menu
[5 empty] | Control: if there is heat pump with ground source |  |  |  | 1
[5 empty] | Number of heat pump and functionality: |  |  |  | 3
[5 empty] | Number of heat pumps in the system |  | (1:2) |  | 1
[5 empty] | Funktion |  | (Heizung=1,WW=2,Heizung+WW=3) |  | 3 | Drop menu values
|  |  |  | Heating | Selection of heat pump |  |  |  | 0 | 0
Source of heat pump
[5 empty] | Distribution system |  |  |  | 3
[5 empty] | Storage only for heating |  | (yes:2, no:3) |  | 2 | 2
[5 empty] | Heating storage location |  | (inside:2, outside:3) |  | 2 | 1
[5 empty] | Heating storage option |  | (0:no storage, 1:storage in, 2:storage out) |  | 0
|  |  |  | DHW | Selection of heat pump |  |  |  | 0 | 0
Source of heat pump
[5 empty] | DHW storage location |  | (inside:2, outside:3) |  | 2 | 1
[5 empty] | Type of backup heater |  | (Storage heater:1, Flow type Heater:2) |  | 1
[5 empty] | Sink temp. of hp same for heating and for DHW |  | (no:1 , yes:2) |  | 2
[5 empty] | Heat Pump Priority |  | (DHW:1, Heating:2) |  | 1
|  |  |  | Control | Control strategy |  | (on/off:1,ideal:2) |  | 1 | 1
[5 empty] | Cases for storage in case of H+DHW |  | (0:no H+DHW,1:same st,2:Hno st,3:Hin+Wout,4:Hout+Win) |  | 1
[5 empty] | Cases for storage in case of 2 hps |  | (0:not 2hps,1:Hst=0 and Win,2:Hst=0 and Wout,3:Hst=1 and Win,4:Hst=1 and Wout,5:Hst=2 and Win,6:Hst=2 and Wout) |  | 0
Berechnungen ohne Wasch&Spül
|  |  |  | HEATING | Heating load |  | PH |  | 0 | kW
[5 empty] | temperature difference of distribution system |  | Δθ_distribution |  | 10.01 | °C | [17 empty] | HEATING
[5 empty] | mean design temperature |  | θ_de_m |  | 49.995 | °C | [21 empty] | Air temperature |  |  | ideal
[5 empty] | mean distribution temperature |  | θ_m |  | #DIV/0! | °C | [13 empty] | θ_amb_bin_end |  |  |  | time bins | t_bins with t_leist | t_bin hour | Pbin | integration of bin for θ | θ_bin_mean | Q_demand_bin | Δθ | θ_m | θ_snk_bin | θ_snk_COP | θ_src_COP | COP | P_stor_o | Q_stor_o | Q_el_h | Q_el_st | t_COP
[5 empty] | sink temperature of heat pump |  | θ_snk |  | 55 | °C | [13 empty] | °C |  |  |  | days | days | hours | kW |  | °C | kWh | °C | °C | °C | K | K |  | kW | kWh | kWh | kWh | days
[5 empty] | Beginning of heating period |  | t_hl |  | 0 | days | [13 empty] | -7.7918 |  |  | 1 | 0 | 0 | 0 | #VALUE! | 0
[5 empty] | Duration of heating period |  | t_hg |  | 0 | days | [13 empty] | #VALUE! |  |  | 2 | 0 | #VALUE! | #VALUE! | #VALUE! | #VALUE! | #VALUE! | #VALUE! | #VALUE! | #VALUE! | #VALUE! | 334.65 | #VALUE! | #VALUE! | 0 | #VALUE! | #VALUE! | #VALUE! | #VALUE!
[5 empty] | Ambient temperature at the end of heating period |  | θ_hg |  | -7.7918 | °C | [13 empty] | #VALUE! |  |  | 3 | 0 | #VALUE! | #VALUE! | #VALUE! | #VALUE! | #VALUE! | #VALUE! | #VALUE! | #VALUE! | #VALUE! | 334.65 | #VALUE! | #VALUE! | 0 | #VALUE! | #VALUE! | #VALUE! | #VALUE!
|  |  |  | Air heating | Heating load |  | P | 0 | 0 | kW | [13 empty] | #VALUE! |  |  | 4 | 0 | #VALUE! | #VALUE! | #VALUE! | #VALUE! | #VALUE! | #VALUE! | #VALUE! | #VALUE! | #VALUE! | 334.65 | #VALUE! | #VALUE! | 0 | #VALUE! | #VALUE! | #VALUE! | #VALUE!
[5 empty] | Sink temperature |  | θ | 61.5 | 21.5 | °C | [13 empty] | #VALUE! |  |  | 5 | 0 | #VALUE! | #VALUE! | #VALUE! | #VALUE! | #VALUE! | #VALUE! | #VALUE! | #VALUE! | #VALUE! | 334.65 | #VALUE! | #VALUE! | 0 | #VALUE! | #VALUE! | #VALUE! | #VALUE!
[5 empty] | line of heating load vs sink temp. : θ = a * P + b |  | a |  | #VALUE! | [14 empty] | #VALUE! |  |  | 6 | 0 | #VALUE! | #VALUE! | #VALUE! | #VALUE! | #VALUE! | #VALUE! | #VALUE! | #VALUE! | #VALUE! | 334.65 | #VALUE! | #VALUE! | 0 | #VALUE! | #VALUE! | #VALUE! | #VALUE!
[7 empty] | b |  | #VALUE! | [14 empty] | #VALUE! |  |  | 7 | 0 | #VALUE! | #VALUE! | #VALUE! | #VALUE! | #VALUE! | #VALUE! | #VALUE! | #VALUE! | #VALUE! | 334.65 | #VALUE! | #VALUE! | 0 | #VALUE! | #VALUE! | #VALUE! | #VALUE!
[5 empty] | radiators exponent |  | n | [16 empty] | #VALUE! |  |  | 8 | 0 | #VALUE! | #VALUE! | #VALUE! | #VALUE! | #VALUE! | #VALUE! | #VALUE! | #VALUE! | #VALUE! | 334.65 | #VALUE! | #VALUE! | 0 | #VALUE! | #VALUE! | #VALUE! | #VALUE!
|  |  |  | Heating | storage temperature plus in case of storage: |  | f_θ |  | 1.5 | Κ | [13 empty] | #VALUE! |  |  | 9 | 0 | #VALUE! | #VALUE! | #VALUE! | #VALUE! | #VALUE! | #VALUE! | #VALUE! | #VALUE! | #VALUE! | 334.65 | #VALUE! | #VALUE! | 0 | #VALUE! | #VALUE! | #VALUE! | #VALUE!
[5 empty] | Average Heat Released From Storage |  | PS_H |  | 0 | kW | [13 empty] | #VALUE! |  |  | 10 | 0 | #VALUE! | #VALUE! | #VALUE! | #VALUE! | #VALUE! | #VALUE! | #VALUE! | #VALUE! | #VALUE! | 334.65 | #VALUE! | #VALUE! | 0 | #VALUE! | #VALUE! | #VALUE! | #VALUE!
[5 empty] | Max power |  | P_max=P_h +P_s_h |  | 0 | kW | [13 empty] | #VALUE! |  |  | 11 | 0 | #VALUE! | #VALUE! | #VALUE! | #VALUE! | #VALUE! | #VALUE! | #VALUE! | #VALUE! | #VALUE! | 334.65 | #VALUE! | #VALUE! | 0 | #VALUE! | #VALUE! | #VALUE! | #VALUE!
[5 empty] | Power at the end of heating period |  | P_hg |  | 0 | kW
[5 empty] | for the case that DHW storage is in the envelope(case of 2heat pumps) |  | P_extra |  | 0 | kW | [17 empty] | Total: | [5 empty] | #VALUE! | [7 empty] | #VALUE! | #VALUE! | #VALUE!
[5 empty] | P_heating_house = h1 * time + h2 |  | h1 |  | #VALUE!
[7 empty] | h2 |  | #VALUE!
[5 empty] | length of bin |  | bin |  | 0 | days | GHX Ground Water |  |  |  |  | GHX Vertical |  |  | GHX Horizontal
[5 empty] | Php(t_hl)->Php(θ_hl) |  |  |  | 0 | kW | #DIV/0! | kW |  |  |  | #DIV/0! | kW
[5 empty] | Php(t_hg)->Php(θ_hg) |  |  |  | 0 | kW | #DIV/0! | kW |  |  |  | #DIV/0! | kW | [10 empty] | DHW
[5 empty] | P_hp = k1 * time + k2 |  | k1 |  | #VALUE! |  | #DIV/0! |  |  |  |  | #DIV/0! | [11 empty] | control on/off = ideal |  |  |  | Air temperature
[7 empty] | k2 |  | #VALUE! |  | #DIV/0! |  |  |  |  | #DIV/0! | [11 empty] | time bins | time bins with t_leist | t_bin hour | Pbin | integration of bin for θ | θ_bin_mean | Psolar_bin | Qsolar | Q_bin | Q_dhw_bin | θ_src_COP | COP_on/off | Q_stor_o | Q_el_h | Q_el_st | COP_summer | Php summer
[5 empty] | time in which direct electricity stops |  | t_leist |  | #VALUE! | days | #DIV/0! | days |  |  |  | #DIV/0! | days | [6 empty] | θ_amb_regr. |  |  |  | days | days | hours | kW |  | °C | kW | kWh | kWh | kWh | K |  | kWh | kWh | kWh |  | kW
[5 empty] | Heat Supplied by Direct Electricity |  | QE,dir |  |  | kWh/a |  | kWh/a |  |  |  |  | kWh/a | [6 empty] | -7.7918 |  |  | 1 | 0 | 0 | 0 | #DIV/0! | 0 |  | 0 | [9 empty] | 0
[24 empty] | #DIV/0! |  |  | 2 | 12.7905 | #DIV/0! | #DIV/0! | #DIV/0! | #DIV/0! | #DIV/0! | 0 | #DIV/0! | #DIV/0! | #DIV/0! | #DIV/0! | #DIV/0! | #DIV/0! | #DIV/0! | #DIV/0! |  | Qdir summer
|  |  |  | DHW | Average Heat Released From DHW Storage |  | PS_w |  | 0 | kW | [13 empty] | #DIV/0! |  |  | 3 | 25.581 | #DIV/0! | #DIV/0! | #DIV/0! | #DIV/0! | #DIV/0! | 0 | #DIV/0! | #DIV/0! | #DIV/0! | #DIV/0! | #DIV/0! | #DIV/0! | #DIV/0! | #DIV/0! |  | kWh
[5 empty] | Annual Heat Losses from Storage |  | QS |  | 0 | kWh/a | [13 empty] | #DIV/0! |  |  | 4 | 38.3715 | #DIV/0! | #DIV/0! | #DIV/0! | #DIV/0! | #DIV/0! | 0 | #DIV/0! | #DIV/0! | #DIV/0! | #DIV/0! | #DIV/0! | #DIV/0! | #DIV/0! | #DIV/0! |  | 0
[5 empty] | Electric flow type heater energy |  | Q_dir_heater |  | 0 | kWh/a | [13 empty] | #DIV/0! |  |  | 5 | 51.162 | #DIV/0! | #DIV/0! | #DIV/0! | #DIV/0! | #DIV/0! | 0 | #DIV/0! | #DIV/0! | #DIV/0! | #DIV/0! | #DIV/0! | #DIV/0! | #DIV/0! | #DIV/0!
[5 empty] | Energy Demand of DHW & storage losses |  |  |  | 0 | kWh/a | [13 empty] | #DIV/0! |  |  | 6 | 63.9525 | #DIV/0! | #DIV/0! | #DIV/0! | #DIV/0! | #DIV/0! | 0 | #DIV/0! | #DIV/0! | #DIV/0! | #DIV/0! | #DIV/0! | #DIV/0! | #DIV/0! | #DIV/0!
[5 empty] | Power of DHW in winter(heating period) |  | P_DHW |  | 0 | kW | [13 empty] | #DIV/0! |  |  | 7 | 76.743 | #DIV/0! | #DIV/0! | #DIV/0! | #DIV/0! | #DIV/0! | 0 | #DIV/0! | #DIV/0! | #DIV/0! | #DIV/0! | #DIV/0! | #DIV/0! | #DIV/0! | #DIV/0!
[5 empty] | Power of DHW in summer(not heating period)(includes storage losses) |  | P_DHW_summer_+_losses |  | 0 | kW | [13 empty] | #DIV/0! |  |  | 8 | 89.5335 | #DIV/0! | #DIV/0! | #DIV/0! | #DIV/0! | #DIV/0! | 0 | #DIV/0! | #DIV/0! | #DIV/0! | #DIV/0! | #DIV/0! | #DIV/0! | #DIV/0! | #DIV/0!
[5 empty] | Max power for DHW |  | P_max_DHW |  | 0 | kW | [13 empty] | #DIV/0! |  |  | 9 | 102.324 | #DIV/0! | #DIV/0! | #DIV/0! | #DIV/0! | #DIV/0! | 0 | #DIV/0! | #DIV/0! | #DIV/0! | #DIV/0! | #DIV/0! | #DIV/0! | #DIV/0! | #DIV/0!
[5 empty] | P_DHW(t) = h1 * time + h2 |  | h1 |  | 0 | [14 empty] | #DIV/0! |  |  | 10 | 115.1145 | #DIV/0! | #DIV/0! | #DIV/0! | #DIV/0! | #DIV/0! | 0 | #DIV/0! | #DIV/0! | #DIV/0! | #DIV/0! | #DIV/0! | #DIV/0! | #DIV/0! | #DIV/0!
[7 empty] | h2 |  | 0 | [14 empty] | #DIV/0! |  |  | 11 | 127.905 | #DIV/0! | #DIV/0! | #DIV/0! | #DIV/0! | #DIV/0! | 0 | #DIV/0! | #DIV/0! | #DIV/0! | #DIV/0! | #DIV/0! | #DIV/0! | #DIV/0! | #DIV/0!
[5 empty] | Beginning of heating period |  | t_hl |  | 0 | days
[5 empty] | Duration of heating period but is used for estimation of DHW |  | t_hg |  | 127.905 | days | [17 empty] | Total: | [6 empty] | #DIV/0! | #DIV/0! | #DIV/0! |  |  | #DIV/0! | #DIV/0! | #DIV/0! | 0
[5 empty] | length of bin |  | bin |  | 12.7905 | days
[5 empty] | Ambient temperature at the end of heating period |  | θ_hg |  | 7.6945 | °C | [17 empty] | HEATING & DHW
[5 empty] | Storage temperature of DHW |  | θ_storage_DHW |  | 60 | °C | [23 empty] | Air temperature |  |  |  | ideal
[5 empty] | Hp working temperature for DHW |  | θ_snk_DHW |  | 61.5 | °C | [17 empty] | time bins | t_bins with t_leist | t_bin hour | Pbin | P_dir_el_bin | Q_dir_el_bin | integration of bin for θ | θ_bin_mean | Q_bin | Q_hp_bin | Δθ | θ_m | θ_snk_bin | θ_snk_COP | θ_src_COP | COP_on/off | P_stor | Q_stor_o | Q_el_h | Q_el_st
[5 empty] | Php(t_hl)->Php(θ_hl) |  |  |  | 0 | kW | #DIV/0! | kW |  |  |  | #DIV/0! | kW | [6 empty] | θ_amb_regr. |  |  |  | days | days | hours | kW | kW | kWh |  | °C | kWh | kWh | °C | °C | °C | K | K |  | kW | kWh | kWh | kWh
[5 empty] | Php(t_hg)->Php(θ_hg) |  |  |  | 0 | kW | #DIV/0! | kW |  |  |  | #DIV/0! | kW | [6 empty] | -7.7918 |  |  | 1 | 0 | 0 | 0 | #DIV/0! | #VALUE! |  | 0
[5 empty] | P_hp = k1 * time + k2 |  | k1 |  | 0 |  | #DIV/0! |  |  |  |  | #DIV/0! | [7 empty] | #DIV/0! |  |  | 2 | #VALUE! | #DIV/0! | #DIV/0! | #DIV/0! | #VALUE! | #VALUE! | #DIV/0! | #DIV/0! | #DIV/0! | #DIV/0! | #DIV/0! | #DIV/0! | #VALUE! | 334.65 | #DIV/0! | #DIV/0! | 0 | #DIV/0! | #DIV/0! | #DIV/0!
[7 empty] | k2 |  | 0 |  | #DIV/0! |  |  |  |  | #DIV/0! | [7 empty] | #VALUE! |  |  | 3 | #VALUE! | #VALUE! | #VALUE! | #VALUE! | #VALUE! | #VALUE! | #VALUE! | #VALUE! | #DIV/0! | #DIV/0! | #DIV/0! | #DIV/0! | #VALUE! | 334.65 | #VALUE! | #VALUE! | 0 | #VALUE! | #VALUE! | #VALUE!
[5 empty] | time in which direct electricity stops |  | t_leist |  | #DIV/0! | days | #DIV/0! | days |  |  |  | #DIV/0! | days | [6 empty] | #VALUE! |  |  | 4 | #VALUE! | #VALUE! | #VALUE! | #VALUE! | #VALUE! | #VALUE! | #VALUE! | #VALUE! | #VALUE! | #VALUE! | #VALUE! | #VALUE! | #VALUE! | 334.65 | #VALUE! | #VALUE! | 0 | #VALUE! | #VALUE! | #VALUE! | [10 empty] | 51.0844 |  | -10.4156
[24 empty] | #VALUE! |  |  | 5 | #VALUE! | #VALUE! | #VALUE! | #VALUE! | #VALUE! | #VALUE! | #VALUE! | #VALUE! | #VALUE! | #VALUE! | #VALUE! | #VALUE! | #VALUE! | 334.65 | #VALUE! | #VALUE! | 0 | #VALUE! | #VALUE! | #VALUE! | [10 empty] | 39.9755 |  | -21.5245
|  |  |  | Heating & DHW | Hours of heat pump for heating per day |  | g_heating |  | #DIV/0! | hours/day | #DIV/0! | hours/day |  |  |  | #DIV/0! | hours/day | [6 empty] | #VALUE! |  |  | 6 | #VALUE! | #VALUE! | #VALUE! | #VALUE! | #VALUE! | #VALUE! | #VALUE! | #VALUE! | #VALUE! | #VALUE! | #VALUE! | #VALUE! | #VALUE! | 334.65 | #VALUE! | #VALUE! | 0 | #VALUE! | #VALUE! | #VALUE! | [10 empty] | 28.2177 |  | -33.2823
[5 empty] | Hours of heat pump for DHW per day |  | g_DHW |  | #DIV/0! | hours/day | #DIV/0! | hours/day |  |  |  | #DIV/0! | hours/day | [6 empty] | #VALUE! |  |  | 7 | #VALUE! | #VALUE! | #VALUE! | #VALUE! | #VALUE! | #VALUE! | #VALUE! | #VALUE! | #VALUE! | #VALUE! | #VALUE! | #VALUE! | #VALUE! | 334.65 | #VALUE! | #VALUE! | 0 | #VALUE! | #VALUE! | #VALUE!
[5 empty] | Php(t_hl)->Php(θ_hl) |  |  |  | #DIV/0! | kW | #DIV/0! | kW |  |  |  | #DIV/0! | kW | [6 empty] | #VALUE! |  |  | 8 | #VALUE! | #VALUE! | #VALUE! | #VALUE! | #VALUE! | #VALUE! | #VALUE! | #VALUE! | #VALUE! | #VALUE! | #VALUE! | #VALUE! | #VALUE! | 334.65 | #VALUE! | #VALUE! | 0 | #VALUE! | #VALUE! | #VALUE! | [7 empty] | GHX Ground Water | [23 empty] | GHX Ground Water | [31 empty] | GHX Vertical or horizontal | [23 empty] | GHX Vertical or horizontal
[5 empty] | Php(t_hg)->Php(θ_hg) |  |  |  | 0 | kW | #DIV/0! | kW |  |  |  | #DIV/0! | kW | [6 empty] | #VALUE! |  |  | 9 | #VALUE! | #VALUE! | #VALUE! | #VALUE! | #VALUE! | #VALUE! | #VALUE! | #VALUE! | #VALUE! | #VALUE! | #VALUE! | #VALUE! | #VALUE! | 334.65 | #VALUE! | #VALUE! | 0 | #VALUE! | #VALUE! | #VALUE! | [7 empty] | HEATING | ideal |  |  | result |  | Php = | a= | #DIV/0! | [15 empty] | DHW |  |  |  | result |  | Php = | a= | #DIV/0! | [23 empty] | HEATING | ideal |  |  | result |  | Php = | a= | #DIV/0! | [15 empty] | DHW |  |  |  | result |  | Php = | a= | #DIV/0!
[5 empty] | P_hp = k1 * time + k2 |  | k1 |  | #DIV/0! |  | #DIV/0! |  |  |  |  | #DIV/0! | [7 empty] | #VALUE! |  |  | 10 | #VALUE! | #VALUE! | #VALUE! | #VALUE! | #VALUE! | #VALUE! | #VALUE! | #VALUE! | #VALUE! | #VALUE! | #VALUE! | #VALUE! | #VALUE! | 334.65 | #VALUE! | #VALUE! | 0 | #VALUE! | #VALUE! | #VALUE! | [7 empty] | time bins m | Phouse_m | θ_m+Δθ/2 | θ_snk | θ_src | Php | a*time +b | b= | #DIV/0! | [15 empty] | time bins m |  |  | θ_snk | θ_src | Php | a*time +b | b= | #DIV/0! | [23 empty] | time bins m | Phouse_m | θ_m+Δθ/2 | θ_snk | θ_src | Php | a*time +b | b= | #DIV/0! | [15 empty] | time bins m |  |  | θ_snk | θ_src | Php | a*time +b | b= | #DIV/0!
[7 empty] | k2 |  | #DIV/0! |  | #DIV/0! |  |  |  |  | #DIV/0! | [7 empty] | #DIV/0! |  |  | 11 | #VALUE! | #DIV/0! | #DIV/0! | #DIV/0! | #VALUE! | #VALUE! | #DIV/0! | #DIV/0! | #VALUE! | #VALUE! | #VALUE! | #VALUE! | #VALUE! | 334.65 | #DIV/0! | #DIV/0! | 0 | #DIV/0! | #DIV/0! | #DIV/0! | [7 empty] | days | kW | °C | °C | °C | kW |  | Check Php | [16 empty] | days |  |  | °C | °C | kW |  | Check Php | [24 empty] | days | kW | °C | °C | °C | kW |  | Check Php | [16 empty] | days |  |  | °C | °C | kW |  | Check Php
[5 empty] | Max load for heating |  | Pmax_heating |  | 0 | kW | [44 empty] | 0 | #VALUE! | #VALUE! | 61.5 | #DIV/0! | #DIV/0! |  |  | #DIV/0! | [15 empty] | 21.3175 |  |  | 61.5 | #DIV/0! | #DIV/0! |  |  | #DIV/0! | [23 empty] | 0 | #VALUE! | #VALUE! | 61.5 | #DIV/0! | #DIV/0! |  |  | #DIV/0! | [15 empty] | 21.3175 |  |  | 61.5 | #DIV/0! | #DIV/0! |  |  | #DIV/0!
[5 empty] | Beginning of heating period |  | t_hl |  | 0 | days | [17 empty] | Total: |  |  |  |  | #VALUE! |  |  | #DIV/0! | #DIV/0! | [7 empty] | #DIV/0! | #DIV/0! | #DIV/0! | [7 empty] | 0 | #VALUE! | #VALUE! | 61.5 | #DIV/0! | #DIV/0! |  |  | #DIV/0! | [15 empty] | 63.9525 |  |  | 61.5 | #DIV/0! | #DIV/0! |  |  | #DIV/0! | [23 empty] | 0 | #VALUE! | #VALUE! | 61.5 | #DIV/0! | #DIV/0! |  |  | #DIV/0! | [15 empty] | 63.9525 |  |  | 61.5 | #DIV/0! | #DIV/0! |  |  | #DIV/0!
[5 empty] | Duration of heating period for Heating and DHW |  | t_hg |  | #VALUE! | days | [44 empty] | 0 | #VALUE! | #VALUE! | 61.5 | #DIV/0! | #DIV/0! |  |  | #DIV/0! | [15 empty] | 106.5875 |  |  | 61.5 | #DIV/0! | #DIV/0! |  |  | #DIV/0! | [23 empty] | 0 | #VALUE! | #VALUE! | 61.5 | #DIV/0! | #DIV/0! |  |  | #DIV/0! | [15 empty] | 106.5875 |  |  | 61.5 | #DIV/0! | #DIV/0! |  |  | #DIV/0!
[5 empty] | length of bin |  | bin |  | #VALUE! | days | [71 empty] | summer: | #DIV/0! | [54 empty] | summer: | #DIV/0!
[5 empty] | Ambient temperature at the end of heating period |  | θ_hg |  | #VALUE! | °C
[5 empty] | Power from gains of DHW storage |  | Pgain_storage |  | 0 | kW | [17 empty] | HEATING GHX | [18 empty] | PHPP input | PHPP input
[5 empty] | Max load for both |  | Pmax |  | 0 | kW | [21 empty] | Groud Temp. |  |  |  | ideal | [8 empty] | GHX | month | Demand | days/m | days sum | θ_soil | sort_Demand | sort_θ_soil | θ_soil_bin |  |  | θ_src | Php | COP | Psrc | P_src_loop | offset num | max_dif_temp |  | θ_src | Php | COP | Psrc | P_src_loop | offset num | max_dif_temp |  | θ_src | Php | COP | Psrc | P_src_loop | offset num | max_dif_temp |  | θ_src | Php | COP | Psrc | P_src_loop | offset num | max_dif_temp |  | θ_src | Php | COP | Psrc | P_src_loop | offset num | max_dif_temp |  | θ_src | Php | COP | Psrc | P_src_loop | offset num | max_dif_temp | summer | θ_src | Php | COP | Psrc | P_src_loop | offset num | max_dif_temp |  | θ_src | Php | COP | Psrc | P_src_loop | offset num | max_dif_temp |  | θ_src | Php | COP | Psrc | P_src_loop | offset num | max_dif_temp |  | θ_src | Php | COP | Psrc | P_src_loop | offset num | max_dif_temp |  | θ_src | Php | COP | Psrc | P_src_loop | offset num | max_dif_temp |  | θ_src | Php | COP | Psrc | P_src_loop | offset num | max_dif_temp |  | θ_src | Php | COP | Psrc | P_src_loop | offset num | max_dif_temp | summer | θ_src | Php | COP | Psrc | P_src_loop | offset num | max_dif_temp
[5 empty] | Load at the end of heating period |  | P(t_hg) |  | 0 | kW | [17 empty] | time bins | t_bins with t_leist | t_bin hour | Pbin | θ_soil | θ_src_bin | Q_demand_bin | θ_src_COP | Phouse_m | θ_m+Δθ/2 | θ_snk_COP | COP | P_stor_o | Q_stor_o | Q_el_h | Q_el_st |  | analysis |  | kWh | days | days | °C | kWh | °C | °C |  |  | °C | W |  | W | W |  | °C |  | °C | W |  | W | W |  | °C |  | °C | W |  | W | W |  | °C |  | °C | W |  | W | W |  | °C |  | °C | W |  | W | W |  | °C |  | °C | W |  | W | W |  | °C |  | °C | W |  | W | W |  | °C |  | °C | W |  | W | W |  | °C |  | °C | W |  | W | W |  | °C |  | °C | W |  | W | W |  | °C |  | °C | W |  | W | W |  | °C |  | °C | W |  | W | W |  | °C |  | °C | W |  | W | W |  | °C |  | °C | W |  | W | W |  | °C
[5 empty] | P(t) = h1 * time + h2 |  | h1 |  | #VALUE! | [18 empty] | days | days | hours | kW |  | °C | kWh | K | kW | °C | K |  | kW | kWh | kWh | kWh |  |  | 1 | 585.6448 | 31 | 15.5 | 5.5329 | 585.6448 | 5.5329 | 5.5329 |  |  |  | 0 | 0 | #DIV/0! |  |  | #DIV/0! |  |  | 0 | 0 | #DIV/0! |  |  | #DIV/0! |  |  | 0 | 0 | #DIV/0! |  |  | #DIV/0! | 0 | 5.5329 | 0 | 0 | #DIV/0! |  |  | #DIV/0! | 0 | 6.0549 | 0 | 0 | #DIV/0! |  |  | #DIV/0! | 0 | 7.0258 | 0 | 0 | #DIV/0! |  |  | #DIV/0! | 0 | 14.7685 | 0 | 0 | #DIV/0! |  |  | #DIV/0! |  |  | #DIV/0! | #DIV/0! | #DIV/0! |  |  | #DIV/0! |  |  | #DIV/0! | #DIV/0! | #DIV/0! |  |  | #DIV/0! |  |  | #DIV/0! | #DIV/0! | #DIV/0! |  |  | #DIV/0! | 0 | #DIV/0! | #DIV/0! | #DIV/0! | #DIV/0! |  |  | #DIV/0! | 0 | #DIV/0! | #DIV/0! | #DIV/0! | #DIV/0! |  |  | #DIV/0! | 0 | #DIV/0! | #DIV/0! | #DIV/0! | #DIV/0! |  |  | #DIV/0! | 0 | #DIV/0! | #DIV/0! | #DIV/0! | #DIV/0! |  |  | #DIV/0!
[7 empty] | h2 |  | #VALUE! | [17 empty] | 1 | 0 | 0 | 0 | #DIV/0! | [14 empty] | 2 | 433.2558 | 28 | 45 | 7.0936 | 580.4221 | 5.5382 | 6.0549 |  | 1 | #DIV/0! | #DIV/0! | #DIV/0! | #DIV/0! | #DIV/0! | #DIV/0! | step | 1 | #DIV/0! | #DIV/0! | #DIV/0! | #DIV/0! | #DIV/0! | #DIV/0! |  | 1 | #DIV/0! | #DIV/0! | #DIV/0! | #DIV/0! | #DIV/0! | #DIV/0! |  | 1 | #DIV/0! | #DIV/0! | #DIV/0! | #DIV/0! | #DIV/0! | #DIV/0! | step | 1 | #DIV/0! | #DIV/0! | #DIV/0! | #DIV/0! | #DIV/0! | #DIV/0! |  | 1 | #DIV/0! | #DIV/0! | #DIV/0! | #DIV/0! | #DIV/0! | #DIV/0! |  | 1 | #DIV/0! | #DIV/0! | #DIV/0! | #DIV/0! | #DIV/0! | #DIV/0! |  | 1 | #DIV/0! | #DIV/0! | #DIV/0! | #DIV/0! | #DIV/0! | #DIV/0! | step | 1 | #DIV/0! | #DIV/0! | #DIV/0! | #DIV/0! | #DIV/0! | #DIV/0! |  | 1 | #DIV/0! | #DIV/0! | #DIV/0! | #DIV/0! | #DIV/0! | #DIV/0! |  | 1 | #DIV/0! | #DIV/0! | #DIV/0! | #DIV/0! | #DIV/0! | #DIV/0! | step | 1 | #DIV/0! | #DIV/0! | #DIV/0! | #DIV/0! | #DIV/0! | #DIV/0! |  | 1 | #DIV/0! | #DIV/0! | #DIV/0! | #DIV/0! | #DIV/0! | #DIV/0! |  | 1 | #DIV/0! | #DIV/0! | #DIV/0! | #DIV/0! | #DIV/0! | #DIV/0!
[5 empty] | time in which direct electricity stops |  | t_leist |  | #DIV/0! | days | #DIV/0! | days |  |  |  | #DIV/0! | days | [9 empty] | 2 | 0 | #DIV/0! | #DIV/0! | #DIV/0! | 5.5329 | #DIV/0! | #DIV/0! | #DIV/0! | #DIV/0! | #DIV/0! | 334.65 | #DIV/0! | 0 | #DIV/0! | #DIV/0! | #DIV/0! |  |  | 3 | 325.3146 | 31 | 74.5 | 9.7809 | 433.2558 | 7.0936 | 7.0258 |  | 2 | #DIV/0! | #DIV/0! | #DIV/0! | #DIV/0! | #DIV/0! | #DIV/0! | °C | 2 | #DIV/0! | #DIV/0! | #DIV/0! | #DIV/0! | #DIV/0! | #DIV/0! |  | 2 | #DIV/0! | #DIV/0! | #DIV/0! | #DIV/0! | #DIV/0! | #DIV/0! |  | 2 | #DIV/0! | #DIV/0! | #DIV/0! | #DIV/0! | #DIV/0! | #DIV/0! | °C | 2 | #DIV/0! | #DIV/0! | #DIV/0! | #DIV/0! | #DIV/0! | #DIV/0! |  | 2 | #DIV/0! | #DIV/0! | #DIV/0! | #DIV/0! | #DIV/0! | #DIV/0! |  | 2 | #DIV/0! | #DIV/0! | #DIV/0! | #DIV/0! | #DIV/0! | #DIV/0! |  | 2 | #DIV/0! | #DIV/0! | #DIV/0! | #DIV/0! | #DIV/0! | #DIV/0! | °C | 2 | #DIV/0! | #DIV/0! | #DIV/0! | #DIV/0! | #DIV/0! | #DIV/0! |  | 2 | #DIV/0! | #DIV/0! | #DIV/0! | #DIV/0! | #DIV/0! | #DIV/0! |  | 2 | #DIV/0! | #DIV/0! | #DIV/0! | #DIV/0! | #DIV/0! | #DIV/0! | °C | 2 | #DIV/0! | #DIV/0! | #DIV/0! | #DIV/0! | #DIV/0! | #DIV/0! |  | 2 | #DIV/0! | #DIV/0! | #DIV/0! | #DIV/0! | #DIV/0! | #DIV/0! |  | 2 | #DIV/0! | #DIV/0! | #DIV/0! | #DIV/0! | #DIV/0! | #DIV/0!
[5 empty] | Energy Supplied by Direct Electricity |  | Qdir |  |  | kWh/a |  | kWh/a |  |  |  |  | kWh/a | [9 empty] | 3 | 0 | #DIV/0! | #DIV/0! | #DIV/0! | #DIV/0! | #DIV/0! | #DIV/0! | #DIV/0! | #DIV/0! | #DIV/0! | 334.65 | #DIV/0! | 0 | #DIV/0! | #DIV/0! | #DIV/0! |  |  | 4 | 124.9385 | 30 | 105 | 13.022 | 379.698 | 7.1836 |  |  | 3 | #DIV/0! | #DIV/0! | #DIV/0! | #DIV/0! | #DIV/0! | #DIV/0! | 0.1 | 3 | #DIV/0! | #DIV/0! | #DIV/0! | #DIV/0! | #DIV/0! | #DIV/0! |  | 3 | #DIV/0! | #DIV/0! | #DIV/0! | #DIV/0! | #DIV/0! | #DIV/0! |  | 3 | #DIV/0! | #DIV/0! | #DIV/0! | #DIV/0! | #DIV/0! | #DIV/0! | 0.1 | 3 | #DIV/0! | #DIV/0! | #DIV/0! | #DIV/0! | #DIV/0! | #DIV/0! |  | 3 | #DIV/0! | #DIV/0! | #DIV/0! | #DIV/0! | #DIV/0! | #DIV/0! |  | 3 | #DIV/0! | #DIV/0! | #DIV/0! | #DIV/0! | #DIV/0! | #DIV/0! |  | 3 | #DIV/0! | #DIV/0! | #DIV/0! | #DIV/0! | #DIV/0! | #DIV/0! | 0.1 | 3 | #DIV/0! | #DIV/0! | #DIV/0! | #DIV/0! | #DIV/0! | #DIV/0! |  | 3 | #DIV/0! | #DIV/0! | #DIV/0! | #DIV/0! | #DIV/0! | #DIV/0! |  | 3 | #DIV/0! | #DIV/0! | #DIV/0! | #DIV/0! | #DIV/0! | #DIV/0! | 0.1 | 3 | #DIV/0! | #DIV/0! | #DIV/0! | #DIV/0! | #DIV/0! | #DIV/0! |  | 3 | #DIV/0! | #DIV/0! | #DIV/0! | #DIV/0! | #DIV/0! | #DIV/0! |  | 3 | #DIV/0! | #DIV/0! | #DIV/0! | #DIV/0! | #DIV/0! | #DIV/0!
[5 empty] | max heat Load for ideal case |  | Pmax_heating |  | #VALUE! | kW | [16 empty] | 4 | 0 | #DIV/0! | #DIV/0! | #DIV/0! | #DIV/0! | #DIV/0! | #DIV/0! | #DIV/0! | #DIV/0! | #DIV/0! | 334.65 | #DIV/0! | 0 | #DIV/0! | #DIV/0! | #DIV/0! |  |  | 5 | 7.6776 | 31 | 135.5 | 15.8702 | 325.3146 | 9.7809 |  |  | 4 | #DIV/0! | #DIV/0! | #DIV/0! | #DIV/0! | #DIV/0! | #DIV/0! |  | 4 | #DIV/0! | #DIV/0! | #DIV/0! | #DIV/0! | #DIV/0! | #DIV/0! |  | 4 | #DIV/0! | #DIV/0! | #DIV/0! | #DIV/0! | #DIV/0! | #DIV/0! |  | 4 | #DIV/0! | #DIV/0! | #DIV/0! | #DIV/0! | #DIV/0! | #DIV/0! |  | 4 | #DIV/0! | #DIV/0! | #DIV/0! | #DIV/0! | #DIV/0! | #DIV/0! |  | 4 | #DIV/0! | #DIV/0! | #DIV/0! | #DIV/0! | #DIV/0! | #DIV/0! |  | 4 | #DIV/0! | #DIV/0! | #DIV/0! | #DIV/0! | #DIV/0! | #DIV/0! |  | 4 | #DIV/0! | #DIV/0! | #DIV/0! | #DIV/0! | #DIV/0! | #DIV/0! |  | 4 | #DIV/0! | #DIV/0! | #DIV/0! | #DIV/0! | #DIV/0! | #DIV/0! |  | 4 | #DIV/0! | #DIV/0! | #DIV/0! | #DIV/0! | #DIV/0! | #DIV/0! |  | 4 | #DIV/0! | #DIV/0! | #DIV/0! | #DIV/0! | #DIV/0! | #DIV/0! |  | 4 | #DIV/0! | #DIV/0! | #DIV/0! | #DIV/0! | #DIV/0! | #DIV/0! |  | 4 | #DIV/0! | #DIV/0! | #DIV/0! | #DIV/0! | #DIV/0! | #DIV/0! |  | 4 | #DIV/0! | #DIV/0! | #DIV/0! | #DIV/0! | #DIV/0! | #DIV/0!
[27 empty] | 5 | 0 | #DIV/0! | #DIV/0! | #DIV/0! | #DIV/0! | #DIV/0! | #DIV/0! | #DIV/0! | #DIV/0! | #DIV/0! | 334.65 | 1 | 0 | #DIV/0! | #DIV/0! | #DIV/0! |  |  | 6 | 0.066996 | 30 | 166 | 17.559 | 124.9385 | 13.022 |  |  | 5 | #DIV/0! | #DIV/0! | #DIV/0! | #DIV/0! | #DIV/0! | #DIV/0! |  | 5 | #DIV/0! | #DIV/0! | #DIV/0! | #DIV/0! | #DIV/0! | #DIV/0! |  | 5 | #DIV/0! | #DIV/0! | #DIV/0! | #DIV/0! | #DIV/0! | #DIV/0! |  | 5 | #DIV/0! | #DIV/0! | #DIV/0! | #DIV/0! | #DIV/0! | #DIV/0! |  | 5 | #DIV/0! | #DIV/0! | #DIV/0! | #DIV/0! | #DIV/0! | #DIV/0! |  | 5 | #DIV/0! | #DIV/0! | #DIV/0! | #DIV/0! | #DIV/0! | #DIV/0! |  | 5 | #DIV/0! | #DIV/0! | #DIV/0! | #DIV/0! | #DIV/0! | #DIV/0! |  | 5 | #DIV/0! | #DIV/0! | #DIV/0! | #DIV/0! | #DIV/0! | #DIV/0! |  | 5 | #DIV/0! | #DIV/0! | #DIV/0! | #DIV/0! | #DIV/0! | #DIV/0! |  | 5 | #DIV/0! | #DIV/0! | #DIV/0! | #DIV/0! | #DIV/0! | #DIV/0! |  | 5 | #DIV/0! | #DIV/0! | #DIV/0! | #DIV/0! | #DIV/0! | #DIV/0! |  | 5 | #DIV/0! | #DIV/0! | #DIV/0! | #DIV/0! | #DIV/0! | #DIV/0! |  | 5 | #DIV/0! | #DIV/0! | #DIV/0! | #DIV/0! | #DIV/0! | #DIV/0! |  | 5 | #DIV/0! | #DIV/0! | #DIV/0! | #DIV/0! | #DIV/0! | #DIV/0!
|  |  |  | Ground | Depth |  | z |  | 0 | m | 0 | m |  |  |  | 0 | m |  | 0 | m | [25 empty] | 7 | 0.00046392 | 31 | 196.5 | 17.6339 | 105.2418 | 10.0073 |  |  | 6 | #DIV/0! | #DIV/0! | #DIV/0! | #DIV/0! | #DIV/0! | #DIV/0! |  | 6 | #DIV/0! | #DIV/0! | #DIV/0! | #DIV/0! | #DIV/0! | #DIV/0! |  | 6 | #DIV/0! | #DIV/0! | #DIV/0! | #DIV/0! | #DIV/0! | #DIV/0! |  | 6 | #DIV/0! | #DIV/0! | #DIV/0! | #DIV/0! | #DIV/0! | #DIV/0! |  | 6 | #DIV/0! | #DIV/0! | #DIV/0! | #DIV/0! | #DIV/0! | #DIV/0! |  | 6 | #DIV/0! | #DIV/0! | #DIV/0! | #DIV/0! | #DIV/0! | #DIV/0! |  | 6 | #DIV/0! | #DIV/0! | #DIV/0! | #DIV/0! | #DIV/0! | #DIV/0! |  | 6 | #DIV/0! | #DIV/0! | #DIV/0! | #DIV/0! | #DIV/0! | #DIV/0! |  | 6 | #DIV/0! | #DIV/0! | #DIV/0! | #DIV/0! | #DIV/0! | #DIV/0! |  | 6 | #DIV/0! | #DIV/0! | #DIV/0! | #DIV/0! | #DIV/0! | #DIV/0! |  | 6 | #DIV/0! | #DIV/0! | #DIV/0! | #DIV/0! | #DIV/0! | #DIV/0! |  | 6 | #DIV/0! | #DIV/0! | #DIV/0! | #DIV/0! | #DIV/0! | #DIV/0! |  | 6 | #DIV/0! | #DIV/0! | #DIV/0! | #DIV/0! | #DIV/0! | #DIV/0! |  | 6 | #DIV/0! | #DIV/0! | #DIV/0! | #DIV/0! | #DIV/0! | #DIV/0!
[7 empty] | UA_test |  | 0 | must be=1 | 1 |  |  |  |  | 1 |  |  | 1 | [8 empty] | Total: | [5 empty] | #DIV/0! | [6 empty] | #DIV/0! |  |  |  |  | 8 | 4.0255e-05 | 31 | 227.5 | 16.0374 | 7.6776 | 15.8702 |  |  | 7 | #DIV/0! | #DIV/0! | #DIV/0! | #DIV/0! | #DIV/0! | #DIV/0! |  | 7 | #DIV/0! | #DIV/0! | #DIV/0! | #DIV/0! | #DIV/0! | #DIV/0! |  | 7 | #DIV/0! | #DIV/0! | #DIV/0! | #DIV/0! | #DIV/0! | #DIV/0! |  | 7 | #DIV/0! | #DIV/0! | #DIV/0! | #DIV/0! | #DIV/0! | #DIV/0! |  | 7 | #DIV/0! | #DIV/0! | #DIV/0! | #DIV/0! | #DIV/0! | #DIV/0! |  | 7 | #DIV/0! | #DIV/0! | #DIV/0! | #DIV/0! | #DIV/0! | #DIV/0! |  | 7 | #DIV/0! | #DIV/0! | #DIV/0! | #DIV/0! | #DIV/0! | #DIV/0! |  | 7 | #DIV/0! | #DIV/0! | #DIV/0! | #DIV/0! | #DIV/0! | #DIV/0! |  | 7 | #DIV/0! | #DIV/0! | #DIV/0! | #DIV/0! | #DIV/0! | #DIV/0! |  | 7 | #DIV/0! | #DIV/0! | #DIV/0! | #DIV/0! | #DIV/0! | #DIV/0! |  | 7 | #DIV/0! | #DIV/0! | #DIV/0! | #DIV/0! | #DIV/0! | #DIV/0! |  | 7 | #DIV/0! | #DIV/0! | #DIV/0! | #DIV/0! | #DIV/0! | #DIV/0! |  | 7 | #DIV/0! | #DIV/0! | #DIV/0! | #DIV/0! | #DIV/0! | #DIV/0! |  | 7 | #DIV/0! | #DIV/0! | #DIV/0! | #DIV/0! | #DIV/0! | #DIV/0!
[5 empty] | Working hours of GHX_pump for heating |  |  |  | 0 | hours | #DIV/0! | hours |  |  |  | #DIV/0! | hours | [28 empty] | 9 | 0.52408 | 30 | 258 | 13.2494 | 0.52408 | 13.2494 |  |  | 8 | #DIV/0! | #DIV/0! | #DIV/0! | #DIV/0! | #DIV/0! | #DIV/0! |  | 8 | #DIV/0! | #DIV/0! | #DIV/0! | #DIV/0! | #DIV/0! | #DIV/0! |  | 8 | #DIV/0! | #DIV/0! | #DIV/0! | #DIV/0! | #DIV/0! | #DIV/0! |  | 8 | #DIV/0! | #DIV/0! | #DIV/0! | #DIV/0! | #DIV/0! | #DIV/0! |  | 8 | #DIV/0! | #DIV/0! | #DIV/0! | #DIV/0! | #DIV/0! | #DIV/0! |  | 8 | #DIV/0! | #DIV/0! | #DIV/0! | #DIV/0! | #DIV/0! | #DIV/0! |  | 8 | #DIV/0! | #DIV/0! | #DIV/0! | #DIV/0! | #DIV/0! | #DIV/0! |  | 8 | #DIV/0! | #DIV/0! | #DIV/0! | #DIV/0! | #DIV/0! | #DIV/0! |  | 8 | #DIV/0! | #DIV/0! | #DIV/0! | #DIV/0! | #DIV/0! | #DIV/0! |  | 8 | #DIV/0! | #DIV/0! | #DIV/0! | #DIV/0! | #DIV/0! | #DIV/0! |  | 8 | #DIV/0! | #DIV/0! | #DIV/0! | #DIV/0! | #DIV/0! | #DIV/0! |  | 8 | #DIV/0! | #DIV/0! | #DIV/0! | #DIV/0! | #DIV/0! | #DIV/0! |  | 8 | #DIV/0! | #DIV/0! | #DIV/0! | #DIV/0! | #DIV/0! | #DIV/0! |  | 8 | #DIV/0! | #DIV/0! | #DIV/0! | #DIV/0! | #DIV/0! | #DIV/0!
[5 empty] | Working hours of GHX_pump for DHW |  |  |  | 0 | hours | #DIV/0! | hours |  |  |  | #DIV/0! | hours | [28 empty] | 10 | 105.2418 | 31 | 288.5 | 10.0073 | 0.066996 | 17.559 | θ_summer |  | 9 | #DIV/0! | #DIV/0! | #DIV/0! | #DIV/0! | #DIV/0! | #DIV/0! |  | 9 | #DIV/0! | #DIV/0! | #DIV/0! | #DIV/0! | #DIV/0! | #DIV/0! |  | 9 | #DIV/0! | #DIV/0! | #DIV/0! | #DIV/0! | #DIV/0! | #DIV/0! |  | 9 | #DIV/0! | #DIV/0! | #DIV/0! | #DIV/0! | #DIV/0! | #DIV/0! |  | 9 | #DIV/0! | #DIV/0! | #DIV/0! | #DIV/0! | #DIV/0! | #DIV/0! |  | 9 | #DIV/0! | #DIV/0! | #DIV/0! | #DIV/0! | #DIV/0! | #DIV/0! |  | 9 | #DIV/0! | #DIV/0! | #DIV/0! | #DIV/0! | #DIV/0! | #DIV/0! |  | 9 | #DIV/0! | #DIV/0! | #DIV/0! | #DIV/0! | #DIV/0! | #DIV/0! |  | 9 | #DIV/0! | #DIV/0! | #DIV/0! | #DIV/0! | #DIV/0! | #DIV/0! |  | 9 | #DIV/0! | #DIV/0! | #DIV/0! | #DIV/0! | #DIV/0! | #DIV/0! |  | 9 | #DIV/0! | #DIV/0! | #DIV/0! | #DIV/0! | #DIV/0! | #DIV/0! |  | 9 | #DIV/0! | #DIV/0! | #DIV/0! | #DIV/0! | #DIV/0! | #DIV/0! |  | 9 | #DIV/0! | #DIV/0! | #DIV/0! | #DIV/0! | #DIV/0! | #DIV/0! |  | 9 | #DIV/0! | #DIV/0! | #DIV/0! | #DIV/0! | #DIV/0! | #DIV/0!
[5 empty] | Heat capacity of brine |  | cp |  | 0 | J/(kg*K) | 4180 | J/(kg*K) |  |  |  | 3950 | J/(kg*K) |  | 3950 | J/(kg*K) | [7 empty] | DHW GHX | [17 empty] | 11 | 379.698 | 30 | 319 | 7.1836 | 0.00046392 | 17.6339 | °C |  | 10 | #DIV/0! | #DIV/0! | #DIV/0! | #DIV/0! | #DIV/0! | #DIV/0! |  | 10 | #DIV/0! | #DIV/0! | #DIV/0! | #DIV/0! | #DIV/0! | #DIV/0! |  | 10 | #DIV/0! | #DIV/0! | #DIV/0! | #DIV/0! | #DIV/0! | #DIV/0! |  | 10 | #DIV/0! | #DIV/0! | #DIV/0! | #DIV/0! | #DIV/0! | #DIV/0! |  | 10 | #DIV/0! | #DIV/0! | #DIV/0! | #DIV/0! | #DIV/0! | #DIV/0! |  | 10 | #DIV/0! | #DIV/0! | #DIV/0! | #DIV/0! | #DIV/0! | #DIV/0! |  | 10 | #DIV/0! | #DIV/0! | #DIV/0! | #DIV/0! | #DIV/0! | #DIV/0! |  | 10 | #DIV/0! | #DIV/0! | #DIV/0! | #DIV/0! | #DIV/0! | #DIV/0! |  | 10 | #DIV/0! | #DIV/0! | #DIV/0! | #DIV/0! | #DIV/0! | #DIV/0! |  | 10 | #DIV/0! | #DIV/0! | #DIV/0! | #DIV/0! | #DIV/0! | #DIV/0! |  | 10 | #DIV/0! | #DIV/0! | #DIV/0! | #DIV/0! | #DIV/0! | #DIV/0! |  | 10 | #DIV/0! | #DIV/0! | #DIV/0! | #DIV/0! | #DIV/0! | #DIV/0! |  | 10 | #DIV/0! | #DIV/0! | #DIV/0! | #DIV/0! | #DIV/0! | #DIV/0! |  | 10 | #DIV/0! | #DIV/0! | #DIV/0! | #DIV/0! | #DIV/0! | #DIV/0!
[5 empty] | Electrical energy of pump for GHX for heating |  | Q_pump |  | 0 | kWh/a | #DIV/0! | kWh/a |  |  |  | #DIV/0! | kWh/a | [14 empty] | Groud Temp. | [13 empty] | 12 | 580.4221 | 31 | 349.5 | 5.5382 | 4.0255e-05 | 16.0374 | 14.7685 |  | 11 | #DIV/0! | #DIV/0! | #DIV/0! | #DIV/0! | #DIV/0! | #DIV/0! |  | 11 | #DIV/0! | #DIV/0! | #DIV/0! | #DIV/0! | #DIV/0! | #DIV/0! |  | 11 | #DIV/0! | #DIV/0! | #DIV/0! | #DIV/0! | #DIV/0! | #DIV/0! |  | 11 | #DIV/0! | #DIV/0! | #DIV/0! | #DIV/0! | #DIV/0! | #DIV/0! |  | 11 | #DIV/0! | #DIV/0! | #DIV/0! | #DIV/0! | #DIV/0! | #DIV/0! |  | 11 | #DIV/0! | #DIV/0! | #DIV/0! | #DIV/0! | #DIV/0! | #DIV/0! |  | 11 | #DIV/0! | #DIV/0! | #DIV/0! | #DIV/0! | #DIV/0! | #DIV/0! |  | 11 | #DIV/0! | #DIV/0! | #DIV/0! | #DIV/0! | #DIV/0! | #DIV/0! |  | 11 | #DIV/0! | #DIV/0! | #DIV/0! | #DIV/0! | #DIV/0! | #DIV/0! |  | 11 | #DIV/0! | #DIV/0! | #DIV/0! | #DIV/0! | #DIV/0! | #DIV/0! |  | 11 | #DIV/0! | #DIV/0! | #DIV/0! | #DIV/0! | #DIV/0! | #DIV/0! |  | 11 | #DIV/0! | #DIV/0! | #DIV/0! | #DIV/0! | #DIV/0! | #DIV/0! |  | 11 | #DIV/0! | #DIV/0! | #DIV/0! | #DIV/0! | #DIV/0! | #DIV/0! |  | 11 | #DIV/0! | #DIV/0! | #DIV/0! | #DIV/0! | #DIV/0! | #DIV/0!
[5 empty] | Electrical energy of pump for GHX for DHW |  | Q_pump |  | 0 | kWh/a | #DIV/0! | kWh/a |  |  |  | #DIV/0! | kWh/a | [10 empty] | time bins | t_bins with t_leist | t_bin hour | Pbin | θ_soil | θ_src_bin | Psolar_bin | Qsolar | Q_bin-Qsol | Q_dhw_bin | θ_src_COP | θ_snk_COP | COP | Q_el_h | P_summer | COP_summer | [11 empty] | 12 | #DIV/0! | #DIV/0! | #DIV/0! | #DIV/0! | #DIV/0! | #DIV/0! |  | 12 | #DIV/0! | #DIV/0! | #DIV/0! | #DIV/0! | #DIV/0! | #DIV/0! |  | 12 | #DIV/0! | #DIV/0! | #DIV/0! | #DIV/0! | #DIV/0! | #DIV/0! |  | 12 | #DIV/0! | #DIV/0! | #DIV/0! | #DIV/0! | #DIV/0! | #DIV/0! |  | 12 | #DIV/0! | #DIV/0! | #DIV/0! | #DIV/0! | #DIV/0! | #DIV/0! |  | 12 | #DIV/0! | #DIV/0! | #DIV/0! | #DIV/0! | #DIV/0! | #DIV/0! |  | 12 | #DIV/0! | #DIV/0! | #DIV/0! | #DIV/0! | #DIV/0! | #DIV/0! |  | 12 | #DIV/0! | #DIV/0! | #DIV/0! | #DIV/0! | #DIV/0! | #DIV/0! |  | 12 | #DIV/0! | #DIV/0! | #DIV/0! | #DIV/0! | #DIV/0! | #DIV/0! |  | 12 | #DIV/0! | #DIV/0! | #DIV/0! | #DIV/0! | #DIV/0! | #DIV/0! |  | 12 | #DIV/0! | #DIV/0! | #DIV/0! | #DIV/0! | #DIV/0! | #DIV/0! |  | 12 | #DIV/0! | #DIV/0! | #DIV/0! | #DIV/0! | #DIV/0! | #DIV/0! |  | 12 | #DIV/0! | #DIV/0! | #DIV/0! | #DIV/0! | #DIV/0! | #DIV/0! |  | 12 | #DIV/0! | #DIV/0! | #DIV/0! | #DIV/0! | #DIV/0! | #DIV/0!
[5 empty] | Electrical energy of pump for GHX total |  | Q_pump |  | 0 | kWh/a | #DIV/0! | kWh/a |  |  |  | #DIV/0! | kWh/a | [10 empty] | days | days | hours | kW |  | °C | kW | kWh | kWh | kWh | K | K |  | kWh | [13 empty] | 13 | #DIV/0! | #DIV/0! | #DIV/0! | #DIV/0! | #DIV/0! | #DIV/0! |  | 13 | #DIV/0! | #DIV/0! | #DIV/0! | #DIV/0! | #DIV/0! | #DIV/0! |  | 13 | #DIV/0! | #DIV/0! | #DIV/0! | #DIV/0! | #DIV/0! | #DIV/0! |  | 13 | #DIV/0! | #DIV/0! | #DIV/0! | #DIV/0! | #DIV/0! | #DIV/0! |  | 13 | #DIV/0! | #DIV/0! | #DIV/0! | #DIV/0! | #DIV/0! | #DIV/0! |  | 13 | #DIV/0! | #DIV/0! | #DIV/0! | #DIV/0! | #DIV/0! | #DIV/0! |  | 13 | #DIV/0! | #DIV/0! | #DIV/0! | #DIV/0! | #DIV/0! | #DIV/0! |  | 13 | #DIV/0! | #DIV/0! | #DIV/0! | #DIV/0! | #DIV/0! | #DIV/0! |  | 13 | #DIV/0! | #DIV/0! | #DIV/0! | #DIV/0! | #DIV/0! | #DIV/0! |  | 13 | #DIV/0! | #DIV/0! | #DIV/0! | #DIV/0! | #DIV/0! | #DIV/0! |  | 13 | #DIV/0! | #DIV/0! | #DIV/0! | #DIV/0! | #DIV/0! | #DIV/0! |  | 13 | #DIV/0! | #DIV/0! | #DIV/0! | #DIV/0! | #DIV/0! | #DIV/0! |  | 13 | #DIV/0! | #DIV/0! | #DIV/0! | #DIV/0! | #DIV/0! | #DIV/0! |  | 13 | #DIV/0! | #DIV/0! | #DIV/0! | #DIV/0! | #DIV/0! | #DIV/0!
[7 empty] | U * A GHX |  | 0 | W/K | 10000000 | W/K |  |  |  |  | W/K |  |  | W/K | [6 empty] | 1 | 0 | 0 | 0 | #DIV/0! |  |  | 0 | [20 empty] | 14 | #DIV/0! | #DIV/0! | #DIV/0! | #DIV/0! | #DIV/0! | #DIV/0! |  | 14 | #DIV/0! | #DIV/0! | #DIV/0! | #DIV/0! | #DIV/0! | #DIV/0! |  | 14 | #DIV/0! | #DIV/0! | #DIV/0! | #DIV/0! | #DIV/0! | #DIV/0! |  | 14 | #DIV/0! | #DIV/0! | #DIV/0! | #DIV/0! | #DIV/0! | #DIV/0! |  | 14 | #DIV/0! | #DIV/0! | #DIV/0! | #DIV/0! | #DIV/0! | #DIV/0! |  | 14 | #DIV/0! | #DIV/0! | #DIV/0! | #DIV/0! | #DIV/0! | #DIV/0! |  | 14 | #DIV/0! | #DIV/0! | #DIV/0! | #DIV/0! | #DIV/0! | #DIV/0! |  | 14 | #DIV/0! | #DIV/0! | #DIV/0! | #DIV/0! | #DIV/0! | #DIV/0! |  | 14 | #DIV/0! | #DIV/0! | #DIV/0! | #DIV/0! | #DIV/0! | #DIV/0! |  | 14 | #DIV/0! | #DIV/0! | #DIV/0! | #DIV/0! | #DIV/0! | #DIV/0! |  | 14 | #DIV/0! | #DIV/0! | #DIV/0! | #DIV/0! | #DIV/0! | #DIV/0! |  | 14 | #DIV/0! | #DIV/0! | #DIV/0! | #DIV/0! | #DIV/0! | #DIV/0! |  | 14 | #DIV/0! | #DIV/0! | #DIV/0! | #DIV/0! | #DIV/0! | #DIV/0! |  | 14 | #DIV/0! | #DIV/0! | #DIV/0! | #DIV/0! | #DIV/0! | #DIV/0!
[5 empty] | fluid mass flow |  | mf |  | 0 | kg/s | 1000000 | kg/s |  |  |  | 0 | kg/s |  | 0 | kg/s | [6 empty] | 2 | 42.635 | #DIV/0! | #DIV/0! | #DIV/0! | 5.5329 | #DIV/0! | 0 | #DIV/0! | #DIV/0! | #DIV/0! | #DIV/0! | 334.65 | #DIV/0! | #DIV/0! | [13 empty] | 15 | #DIV/0! | #DIV/0! | #DIV/0! | #DIV/0! | #DIV/0! | #DIV/0! |  | 15 | #DIV/0! | #DIV/0! | #DIV/0! | #DIV/0! | #DIV/0! | #DIV/0! |  | 15 | #DIV/0! | #DIV/0! | #DIV/0! | #DIV/0! | #DIV/0! | #DIV/0! |  | 15 | #DIV/0! | #DIV/0! | #DIV/0! | #DIV/0! | #DIV/0! | #DIV/0! |  | 15 | #DIV/0! | #DIV/0! | #DIV/0! | #DIV/0! | #DIV/0! | #DIV/0! |  | 15 | #DIV/0! | #DIV/0! | #DIV/0! | #DIV/0! | #DIV/0! | #DIV/0! |  | 15 | #DIV/0! | #DIV/0! | #DIV/0! | #DIV/0! | #DIV/0! | #DIV/0! |  | 15 | #DIV/0! | #DIV/0! | #DIV/0! | #DIV/0! | #DIV/0! | #DIV/0! |  | 15 | #DIV/0! | #DIV/0! | #DIV/0! | #DIV/0! | #DIV/0! | #DIV/0! |  | 15 | #DIV/0! | #DIV/0! | #DIV/0! | #DIV/0! | #DIV/0! | #DIV/0! |  | 15 | #DIV/0! | #DIV/0! | #DIV/0! | #DIV/0! | #DIV/0! | #DIV/0! |  | 15 | #DIV/0! | #DIV/0! | #DIV/0! | #DIV/0! | #DIV/0! | #DIV/0! |  | 15 | #DIV/0! | #DIV/0! | #DIV/0! | #DIV/0! | #DIV/0! | #DIV/0! |  | 15 | #DIV/0! | #DIV/0! | #DIV/0! | #DIV/0! | #DIV/0! | #DIV/0!
[27 empty] | 3 | 85.27 | #DIV/0! | #DIV/0! | #DIV/0! | #DIV/0! | #DIV/0! | 0 | #DIV/0! | #DIV/0! | #DIV/0! | #DIV/0! | 334.65 | #DIV/0! | #DIV/0! | [13 empty] | 16 | #DIV/0! | #DIV/0! | #DIV/0! | #DIV/0! | #DIV/0! | #DIV/0! |  | 16 | #DIV/0! | #DIV/0! | #DIV/0! | #DIV/0! | #DIV/0! | #DIV/0! |  | 16 | #DIV/0! | #DIV/0! | #DIV/0! | #DIV/0! | #DIV/0! | #DIV/0! |  | 16 | #DIV/0! | #DIV/0! | #DIV/0! | #DIV/0! | #DIV/0! | #DIV/0! |  | 16 | #DIV/0! | #DIV/0! | #DIV/0! | #DIV/0! | #DIV/0! | #DIV/0! |  | 16 | #DIV/0! | #DIV/0! | #DIV/0! | #DIV/0! | #DIV/0! | #DIV/0! |  | 16 | #DIV/0! | #DIV/0! | #DIV/0! | #DIV/0! | #DIV/0! | #DIV/0! |  | 16 | #DIV/0! | #DIV/0! | #DIV/0! | #DIV/0! | #DIV/0! | #DIV/0! |  | 16 | #DIV/0! | #DIV/0! | #DIV/0! | #DIV/0! | #DIV/0! | #DIV/0! |  | 16 | #DIV/0! | #DIV/0! | #DIV/0! | #DIV/0! | #DIV/0! | #DIV/0! |  | 16 | #DIV/0! | #DIV/0! | #DIV/0! | #DIV/0! | #DIV/0! | #DIV/0! |  | 16 | #DIV/0! | #DIV/0! | #DIV/0! | #DIV/0! | #DIV/0! | #DIV/0! |  | 16 | #DIV/0! | #DIV/0! | #DIV/0! | #DIV/0! | #DIV/0! | #DIV/0! |  | 16 | #DIV/0! | #DIV/0! | #DIV/0! | #DIV/0! | #DIV/0! | #DIV/0!
|  |  |  | factors | case of no storage: |  | factor |  | 1 | [17 empty] | 4 | 127.905 | #DIV/0! | #DIV/0! | #DIV/0! | #DIV/0! | #DIV/0! | 0 | #DIV/0! | #DIV/0! | #DIV/0! | #DIV/0! | 334.65 | #DIV/0! | #DIV/0! | [13 empty] | 17 | #DIV/0! | #DIV/0! | #DIV/0! | #DIV/0! | #DIV/0! | #DIV/0! |  | 17 | #DIV/0! | #DIV/0! | #DIV/0! | #DIV/0! | #DIV/0! | #DIV/0! |  | 17 | #DIV/0! | #DIV/0! | #DIV/0! | #DIV/0! | #DIV/0! | #DIV/0! |  | 17 | #DIV/0! | #DIV/0! | #DIV/0! | #DIV/0! | #DIV/0! | #DIV/0! |  | 17 | #DIV/0! | #DIV/0! | #DIV/0! | #DIV/0! | #DIV/0! | #DIV/0! |  | 17 | #DIV/0! | #DIV/0! | #DIV/0! | #DIV/0! | #DIV/0! | #DIV/0! |  | 17 | #DIV/0! | #DIV/0! | #DIV/0! | #DIV/0! | #DIV/0! | #DIV/0! |  | 17 | #DIV/0! | #DIV/0! | #DIV/0! | #DIV/0! | #DIV/0! | #DIV/0! |  | 17 | #DIV/0! | #DIV/0! | #DIV/0! | #DIV/0! | #DIV/0! | #DIV/0! |  | 17 | #DIV/0! | #DIV/0! | #DIV/0! | #DIV/0! | #DIV/0! | #DIV/0! |  | 17 | #DIV/0! | #DIV/0! | #DIV/0! | #DIV/0! | #DIV/0! | #DIV/0! |  | 17 | #DIV/0! | #DIV/0! | #DIV/0! | #DIV/0! | #DIV/0! | #DIV/0! |  | 17 | #DIV/0! | #DIV/0! | #DIV/0! | #DIV/0! | #DIV/0! | #DIV/0! |  | 17 | #DIV/0! | #DIV/0! | #DIV/0! | #DIV/0! | #DIV/0! | #DIV/0!
[5 empty] | consumption of GHX pump |  | factor |  | 1.1 | [17 empty] | 5 | 170.54 | #DIV/0! | #DIV/0! | #DIV/0! | #DIV/0! | #DIV/0! | 0 | #DIV/0! | #DIV/0! | #DIV/0! | #DIV/0! | 334.65 | 1 | #DIV/0! | [13 empty] | 18 | #DIV/0! | #DIV/0! | #DIV/0! | #DIV/0! | #DIV/0! | #DIV/0! |  | 18 | #DIV/0! | #DIV/0! | #DIV/0! | #DIV/0! | #DIV/0! | #DIV/0! |  | 18 | #DIV/0! | #DIV/0! | #DIV/0! | #DIV/0! | #DIV/0! | #DIV/0! |  | 18 | #DIV/0! | #DIV/0! | #DIV/0! | #DIV/0! | #DIV/0! | #DIV/0! |  | 18 | #DIV/0! | #DIV/0! | #DIV/0! | #DIV/0! | #DIV/0! | #DIV/0! |  | 18 | #DIV/0! | #DIV/0! | #DIV/0! | #DIV/0! | #DIV/0! | #DIV/0! |  | 18 | #DIV/0! | #DIV/0! | #DIV/0! | #DIV/0! | #DIV/0! | #DIV/0! |  | 18 | #DIV/0! | #DIV/0! | #DIV/0! | #DIV/0! | #DIV/0! | #DIV/0! |  | 18 | #DIV/0! | #DIV/0! | #DIV/0! | #DIV/0! | #DIV/0! | #DIV/0! |  | 18 | #DIV/0! | #DIV/0! | #DIV/0! | #DIV/0! | #DIV/0! | #DIV/0! |  | 18 | #DIV/0! | #DIV/0! | #DIV/0! | #DIV/0! | #DIV/0! | #DIV/0! |  | 18 | #DIV/0! | #DIV/0! | #DIV/0! | #DIV/0! | #DIV/0! | #DIV/0! |  | 18 | #DIV/0! | #DIV/0! | #DIV/0! | #DIV/0! | #DIV/0! | #DIV/0! |  | 18 | #DIV/0! | #DIV/0! | #DIV/0! | #DIV/0! | #DIV/0! | #DIV/0!
[5 empty] | storage offset |  | offset |  | 1.5 | K | [44 empty] | 19 | #DIV/0! | #DIV/0! | #DIV/0! | #DIV/0! | #DIV/0! | #DIV/0! |  | 19 | #DIV/0! | #DIV/0! | #DIV/0! | #DIV/0! | #DIV/0! | #DIV/0! |  | 19 | #DIV/0! | #DIV/0! | #DIV/0! | #DIV/0! | #DIV/0! | #DIV/0! |  | 19 | #DIV/0! | #DIV/0! | #DIV/0! | #DIV/0! | #DIV/0! | #DIV/0! |  | 19 | #DIV/0! | #DIV/0! | #DIV/0! | #DIV/0! | #DIV/0! | #DIV/0! |  | 19 | #DIV/0! | #DIV/0! | #DIV/0! | #DIV/0! | #DIV/0! | #DIV/0! |  | 19 | #DIV/0! | #DIV/0! | #DIV/0! | #DIV/0! | #DIV/0! | #DIV/0! |  | 19 | #DIV/0! | #DIV/0! | #DIV/0! | #DIV/0! | #DIV/0! | #DIV/0! |  | 19 | #DIV/0! | #DIV/0! | #DIV/0! | #DIV/0! | #DIV/0! | #DIV/0! |  | 19 | #DIV/0! | #DIV/0! | #DIV/0! | #DIV/0! | #DIV/0! | #DIV/0! |  | 19 | #DIV/0! | #DIV/0! | #DIV/0! | #DIV/0! | #DIV/0! | #DIV/0! |  | 19 | #DIV/0! | #DIV/0! | #DIV/0! | #DIV/0! | #DIV/0! | #DIV/0! |  | 19 | #DIV/0! | #DIV/0! | #DIV/0! | #DIV/0! | #DIV/0! | #DIV/0! |  | 19 | #DIV/0! | #DIV/0! | #DIV/0! | #DIV/0! | #DIV/0! | #DIV/0!
[5 empty] | SPF factor for the punishment Δθ |  |  |  | 0.95 |  | Demand | Usage factor | [15 empty] | Total: | [6 empty] | #DIV/0! |  | #DIV/0! |  |  |  |  | 0 | #DIV/0! | [11 empty] | 20 | #DIV/0! | #DIV/0! | #DIV/0! | #DIV/0! | #DIV/0! | #DIV/0! |  | 20 | #DIV/0! | #DIV/0! | #DIV/0! | #DIV/0! | #DIV/0! | #DIV/0! |  | 20 | #DIV/0! | #DIV/0! | #DIV/0! | #DIV/0! | #DIV/0! | #DIV/0! |  | 20 | #DIV/0! | #DIV/0! | #DIV/0! | #DIV/0! | #DIV/0! | #DIV/0! |  | 20 | #DIV/0! | #DIV/0! | #DIV/0! | #DIV/0! | #DIV/0! | #DIV/0! |  | 20 | #DIV/0! | #DIV/0! | #DIV/0! | #DIV/0! | #DIV/0! | #DIV/0! |  | 20 | #DIV/0! | #DIV/0! | #DIV/0! | #DIV/0! | #DIV/0! | #DIV/0! |  | 20 | #DIV/0! | #DIV/0! | #DIV/0! | #DIV/0! | #DIV/0! | #DIV/0! |  | 20 | #DIV/0! | #DIV/0! | #DIV/0! | #DIV/0! | #DIV/0! | #DIV/0! |  | 20 | #DIV/0! | #DIV/0! | #DIV/0! | #DIV/0! | #DIV/0! | #DIV/0! |  | 20 | #DIV/0! | #DIV/0! | #DIV/0! | #DIV/0! | #DIV/0! | #DIV/0! |  | 20 | #DIV/0! | #DIV/0! | #DIV/0! | #DIV/0! | #DIV/0! | #DIV/0! |  | 20 | #DIV/0! | #DIV/0! | #DIV/0! | #DIV/0! | #DIV/0! | #DIV/0! |  | 20 | #DIV/0! | #DIV/0! | #DIV/0! | #DIV/0! | #DIV/0! | #DIV/0!
|  |  |  | GHX PHews | Heating demand + storage losses |  |  |  | 0 | kWh/a | 0 | 1 | [42 empty] | 21 | #DIV/0! | #DIV/0! | #DIV/0! | #DIV/0! | #DIV/0! | #DIV/0! |  | 21 | #DIV/0! | #DIV/0! | #DIV/0! | #DIV/0! | #DIV/0! | #DIV/0! |  | 21 | #DIV/0! | #DIV/0! | #DIV/0! | #DIV/0! | #DIV/0! | #DIV/0! |  | 21 | #DIV/0! | #DIV/0! | #DIV/0! | #DIV/0! | #DIV/0! | #DIV/0! |  | 21 | #DIV/0! | #DIV/0! | #DIV/0! | #DIV/0! | #DIV/0! | #DIV/0! |  | 21 | #DIV/0! | #DIV/0! | #DIV/0! | #DIV/0! | #DIV/0! | #DIV/0! |  | 21 | #DIV/0! | #DIV/0! | #DIV/0! | #DIV/0! | #DIV/0! | #DIV/0! |  | 21 | #DIV/0! | #DIV/0! | #DIV/0! | #DIV/0! | #DIV/0! | #DIV/0! |  | 21 | #DIV/0! | #DIV/0! | #DIV/0! | #DIV/0! | #DIV/0! | #DIV/0! |  | 21 | #DIV/0! | #DIV/0! | #DIV/0! | #DIV/0! | #DIV/0! | #DIV/0! |  | 21 | #DIV/0! | #DIV/0! | #DIV/0! | #DIV/0! | #DIV/0! | #DIV/0! |  | 21 | #DIV/0! | #DIV/0! | #DIV/0! | #DIV/0! | #DIV/0! | #DIV/0! |  | 21 | #DIV/0! | #DIV/0! | #DIV/0! | #DIV/0! | #DIV/0! | #DIV/0! |  | 21 | #DIV/0! | #DIV/0! | #DIV/0! | #DIV/0! | #DIV/0! | #DIV/0!
[5 empty] | DHW demand + storage losses |  |  |  | 0 | kWh/a | 0 | 1 | [42 empty] | 22 | #DIV/0! | #DIV/0! | #DIV/0! | #DIV/0! | #DIV/0! | #DIV/0! |  | 22 | #DIV/0! | #DIV/0! | #DIV/0! | #DIV/0! | #DIV/0! | #DIV/0! |  | 22 | #DIV/0! | #DIV/0! | #DIV/0! | #DIV/0! | #DIV/0! | #DIV/0! |  | 22 | #DIV/0! | #DIV/0! | #DIV/0! | #DIV/0! | #DIV/0! | #DIV/0! |  | 22 | #DIV/0! | #DIV/0! | #DIV/0! | #DIV/0! | #DIV/0! | #DIV/0! |  | 22 | #DIV/0! | #DIV/0! | #DIV/0! | #DIV/0! | #DIV/0! | #DIV/0! |  | 22 | #DIV/0! | #DIV/0! | #DIV/0! | #DIV/0! | #DIV/0! | #DIV/0! |  | 22 | #DIV/0! | #DIV/0! | #DIV/0! | #DIV/0! | #DIV/0! | #DIV/0! |  | 22 | #DIV/0! | #DIV/0! | #DIV/0! | #DIV/0! | #DIV/0! | #DIV/0! |  | 22 | #DIV/0! | #DIV/0! | #DIV/0! | #DIV/0! | #DIV/0! | #DIV/0! |  | 22 | #DIV/0! | #DIV/0! | #DIV/0! | #DIV/0! | #DIV/0! | #DIV/0! |  | 22 | #DIV/0! | #DIV/0! | #DIV/0! | #DIV/0! | #DIV/0! | #DIV/0! |  | 22 | #DIV/0! | #DIV/0! | #DIV/0! | #DIV/0! | #DIV/0! | #DIV/0! |  | 22 | #DIV/0! | #DIV/0! | #DIV/0! | #DIV/0! | #DIV/0! | #DIV/0!
[5 empty] | Total |  |  |  | 1 | kWh/a | [17 empty] | HEATING & DHW GHX | [26 empty] | 23 | #DIV/0! | #DIV/0! | #DIV/0! | #DIV/0! | #DIV/0! | #DIV/0! |  | 23 | #DIV/0! | #DIV/0! | #DIV/0! | #DIV/0! | #DIV/0! | #DIV/0! |  | 23 | #DIV/0! | #DIV/0! | #DIV/0! | #DIV/0! | #DIV/0! | #DIV/0! |  | 23 | #DIV/0! | #DIV/0! | #DIV/0! | #DIV/0! | #DIV/0! | #DIV/0! |  | 23 | #DIV/0! | #DIV/0! | #DIV/0! | #DIV/0! | #DIV/0! | #DIV/0! |  | 23 | #DIV/0! | #DIV/0! | #DIV/0! | #DIV/0! | #DIV/0! | #DIV/0! |  | 23 | #DIV/0! | #DIV/0! | #DIV/0! | #DIV/0! | #DIV/0! | #DIV/0! |  | 23 | #DIV/0! | #DIV/0! | #DIV/0! | #DIV/0! | #DIV/0! | #DIV/0! |  | 23 | #DIV/0! | #DIV/0! | #DIV/0! | #DIV/0! | #DIV/0! | #DIV/0! |  | 23 | #DIV/0! | #DIV/0! | #DIV/0! | #DIV/0! | #DIV/0! | #DIV/0! |  | 23 | #DIV/0! | #DIV/0! | #DIV/0! | #DIV/0! | #DIV/0! | #DIV/0! |  | 23 | #DIV/0! | #DIV/0! | #DIV/0! | #DIV/0! | #DIV/0! | #DIV/0! |  | 23 | #DIV/0! | #DIV/0! | #DIV/0! | #DIV/0! | #DIV/0! | #DIV/0! |  | 23 | #DIV/0! | #DIV/0! | #DIV/0! | #DIV/0! | #DIV/0! | #DIV/0!
[5 empty] | SPF |  | QHP,Heating |  | 0 | kWh/a | [21 empty] | Groud Temp. | [6 empty] | ideal | [15 empty] | 24 | #DIV/0! | #DIV/0! | #DIV/0! | #DIV/0! | #DIV/0! | #DIV/0! |  | 24 | #DIV/0! | #DIV/0! | #DIV/0! | #DIV/0! | #DIV/0! | #DIV/0! |  | 24 | #DIV/0! | #DIV/0! | #DIV/0! | #DIV/0! | #DIV/0! | #DIV/0! |  | 24 | #DIV/0! | #DIV/0! | #DIV/0! | #DIV/0! | #DIV/0! | #DIV/0! |  | 24 | #DIV/0! | #DIV/0! | #DIV/0! | #DIV/0! | #DIV/0! | #DIV/0! |  | 24 | #DIV/0! | #DIV/0! | #DIV/0! | #DIV/0! | #DIV/0! | #DIV/0! |  | 24 | #DIV/0! | #DIV/0! | #DIV/0! | #DIV/0! | #DIV/0! | #DIV/0! |  | 24 | #DIV/0! | #DIV/0! | #DIV/0! | #DIV/0! | #DIV/0! | #DIV/0! |  | 24 | #DIV/0! | #DIV/0! | #DIV/0! | #DIV/0! | #DIV/0! | #DIV/0! |  | 24 | #DIV/0! | #DIV/0! | #DIV/0! | #DIV/0! | #DIV/0! | #DIV/0! |  | 24 | #DIV/0! | #DIV/0! | #DIV/0! | #DIV/0! | #DIV/0! | #DIV/0! |  | 24 | #DIV/0! | #DIV/0! | #DIV/0! | #DIV/0! | #DIV/0! | #DIV/0! |  | 24 | #DIV/0! | #DIV/0! | #DIV/0! | #DIV/0! | #DIV/0! | #DIV/0! |  | 24 | #DIV/0! | #DIV/0! | #DIV/0! | #DIV/0! | #DIV/0! | #DIV/0!
[5 empty] | SPF |  | QHP,DHW,Winter |  | 0 | kWh/a | [17 empty] | time bins | t_bins with t_leist | t_bin hour | Pbin | θ_soil | θ_src_bin | P_dir_el_bin | Q_dir_el_bin | Q_bin | Q_heating_bin | θ_src_COP | Phouse_m | θ_m+Δθ/2 | θ_snk_COP | COP | P_stor_o | Q_stor_o | Q_el_h | Q_el_st | [8 empty] | 25 | #DIV/0! | #DIV/0! | #DIV/0! | #DIV/0! | #DIV/0! | #DIV/0! |  | 25 | #DIV/0! | #DIV/0! | #DIV/0! | #DIV/0! | #DIV/0! | #DIV/0! |  | 25 | #DIV/0! | #DIV/0! | #DIV/0! | #DIV/0! | #DIV/0! | #DIV/0! |  | 25 | #DIV/0! | #DIV/0! | #DIV/0! | #DIV/0! | #DIV/0! | #DIV/0! |  | 25 | #DIV/0! | #DIV/0! | #DIV/0! | #DIV/0! | #DIV/0! | #DIV/0! |  | 25 | #DIV/0! | #DIV/0! | #DIV/0! | #DIV/0! | #DIV/0! | #DIV/0! |  | 25 | #DIV/0! | #DIV/0! | #DIV/0! | #DIV/0! | #DIV/0! | #DIV/0! |  | 25 | #DIV/0! | #DIV/0! | #DIV/0! | #DIV/0! | #DIV/0! | #DIV/0! |  | 25 | #DIV/0! | #DIV/0! | #DIV/0! | #DIV/0! | #DIV/0! | #DIV/0! |  | 25 | #DIV/0! | #DIV/0! | #DIV/0! | #DIV/0! | #DIV/0! | #DIV/0! |  | 25 | #DIV/0! | #DIV/0! | #DIV/0! | #DIV/0! | #DIV/0! | #DIV/0! |  | 25 | #DIV/0! | #DIV/0! | #DIV/0! | #DIV/0! | #DIV/0! | #DIV/0! |  | 25 | #DIV/0! | #DIV/0! | #DIV/0! | #DIV/0! | #DIV/0! | #DIV/0! |  | 25 | #DIV/0! | #DIV/0! | #DIV/0! | #DIV/0! | #DIV/0! | #DIV/0!
[5 empty] | SPF |  | QHP,DHW,Summer |  | 0 | kWh/a | [17 empty] | days | days | hours | kW |  | °C | kW | kWh | kWh | kWh | K | kW | °C | K |  | kW | kWh | kWh | kWh | [8 empty] | 26 | #DIV/0! | #DIV/0! | #DIV/0! | #DIV/0! | #DIV/0! | #DIV/0! |  | 26 | #DIV/0! | #DIV/0! | #DIV/0! | #DIV/0! | #DIV/0! | #DIV/0! |  | 26 | #DIV/0! | #DIV/0! | #DIV/0! | #DIV/0! | #DIV/0! | #DIV/0! |  | 26 | #DIV/0! | #DIV/0! | #DIV/0! | #DIV/0! | #DIV/0! | #DIV/0! |  | 26 | #DIV/0! | #DIV/0! | #DIV/0! | #DIV/0! | #DIV/0! | #DIV/0! |  | 26 | #DIV/0! | #DIV/0! | #DIV/0! | #DIV/0! | #DIV/0! | #DIV/0! |  | 26 | #DIV/0! | #DIV/0! | #DIV/0! | #DIV/0! | #DIV/0! | #DIV/0! |  | 26 | #DIV/0! | #DIV/0! | #DIV/0! | #DIV/0! | #DIV/0! | #DIV/0! |  | 26 | #DIV/0! | #DIV/0! | #DIV/0! | #DIV/0! | #DIV/0! | #DIV/0! |  | 26 | #DIV/0! | #DIV/0! | #DIV/0! | #DIV/0! | #DIV/0! | #DIV/0! |  | 26 | #DIV/0! | #DIV/0! | #DIV/0! | #DIV/0! | #DIV/0! | #DIV/0! |  | 26 | #DIV/0! | #DIV/0! | #DIV/0! | #DIV/0! | #DIV/0! | #DIV/0! |  | 26 | #DIV/0! | #DIV/0! | #DIV/0! | #DIV/0! | #DIV/0! | #DIV/0! |  | 26 | #DIV/0! | #DIV/0! | #DIV/0! | #DIV/0! | #DIV/0! | #DIV/0!
[5 empty] | SPF |  | QelHP |  |  | kWh/a | [16 empty] | 1 | 0 | 0 | 0 | #DIV/0! |  |  | #VALUE! | [20 empty] | 27 | #DIV/0! | #DIV/0! | #DIV/0! | #DIV/0! | #DIV/0! | #DIV/0! |  | 27 | #DIV/0! | #DIV/0! | #DIV/0! | #DIV/0! | #DIV/0! | #DIV/0! |  | 27 | #DIV/0! | #DIV/0! | #DIV/0! | #DIV/0! | #DIV/0! | #DIV/0! |  | 27 | #DIV/0! | #DIV/0! | #DIV/0! | #DIV/0! | #DIV/0! | #DIV/0! |  | 27 | #DIV/0! | #DIV/0! | #DIV/0! | #DIV/0! | #DIV/0! | #DIV/0! |  | 27 | #DIV/0! | #DIV/0! | #DIV/0! | #DIV/0! | #DIV/0! | #DIV/0! |  | 27 | #DIV/0! | #DIV/0! | #DIV/0! | #DIV/0! | #DIV/0! | #DIV/0! |  | 27 | #DIV/0! | #DIV/0! | #DIV/0! | #DIV/0! | #DIV/0! | #DIV/0! |  | 27 | #DIV/0! | #DIV/0! | #DIV/0! | #DIV/0! | #DIV/0! | #DIV/0! |  | 27 | #DIV/0! | #DIV/0! | #DIV/0! | #DIV/0! | #DIV/0! | #DIV/0! |  | 27 | #DIV/0! | #DIV/0! | #DIV/0! | #DIV/0! | #DIV/0! | #DIV/0! |  | 27 | #DIV/0! | #DIV/0! | #DIV/0! | #DIV/0! | #DIV/0! | #DIV/0! |  | 27 | #DIV/0! | #DIV/0! | #DIV/0! | #DIV/0! | #DIV/0! | #DIV/0! |  | 27 | #DIV/0! | #DIV/0! | #DIV/0! | #DIV/0! | #DIV/0! | #DIV/0!
[5 empty] | SPF |  | SPFH-1 | 1st hp: |  | 2nd hp: | [16 empty] | 2 | #VALUE! | #DIV/0! | #DIV/0! | #DIV/0! | 5.5329 | #DIV/0! | #VALUE! | #VALUE! | #DIV/0! | #DIV/0! | #DIV/0! | #DIV/0! | #DIV/0! | 334.65 | #DIV/0! | 0 | #DIV/0! | #DIV/0! | #DIV/0! | [8 empty] | 28 | #DIV/0! | #DIV/0! | #DIV/0! | #DIV/0! | #DIV/0! | #DIV/0! |  | 28 | #DIV/0! | #DIV/0! | #DIV/0! | #DIV/0! | #DIV/0! | #DIV/0! |  | 28 | #DIV/0! | #DIV/0! | #DIV/0! | #DIV/0! | #DIV/0! | #DIV/0! |  | 28 | #DIV/0! | #DIV/0! | #DIV/0! | #DIV/0! | #DIV/0! | #DIV/0! |  | 28 | #DIV/0! | #DIV/0! | #DIV/0! | #DIV/0! | #DIV/0! | #DIV/0! |  | 28 | #DIV/0! | #DIV/0! | #DIV/0! | #DIV/0! | #DIV/0! | #DIV/0! |  | 28 | #DIV/0! | #DIV/0! | #DIV/0! | #DIV/0! | #DIV/0! | #DIV/0! |  | 28 | #DIV/0! | #DIV/0! | #DIV/0! | #DIV/0! | #DIV/0! | #DIV/0! |  | 28 | #DIV/0! | #DIV/0! | #DIV/0! | #DIV/0! | #DIV/0! | #DIV/0! |  | 28 | #DIV/0! | #DIV/0! | #DIV/0! | #DIV/0! | #DIV/0! | #DIV/0! |  | 28 | #DIV/0! | #DIV/0! | #DIV/0! | #DIV/0! | #DIV/0! | #DIV/0! |  | 28 | #DIV/0! | #DIV/0! | #DIV/0! | #DIV/0! | #DIV/0! | #DIV/0! |  | 28 | #DIV/0! | #DIV/0! | #DIV/0! | #DIV/0! | #DIV/0! | #DIV/0! |  | 28 | #DIV/0! | #DIV/0! | #DIV/0! | #DIV/0! | #DIV/0! | #DIV/0!
[5 empty] | SPF |  | SPF * factor |  | #VALUE! | [17 empty] | 3 | #VALUE! | #DIV/0! | #DIV/0! | #DIV/0! | #DIV/0! | #DIV/0! | #VALUE! | #VALUE! | #DIV/0! | #DIV/0! | #DIV/0! | #DIV/0! | #DIV/0! | 334.65 | #DIV/0! | 0 | #DIV/0! | #DIV/0! | #DIV/0! | [8 empty] | 29 | #DIV/0! | #DIV/0! | #DIV/0! | #DIV/0! | #DIV/0! | #DIV/0! |  | 29 | #DIV/0! | #DIV/0! | #DIV/0! | #DIV/0! | #DIV/0! | #DIV/0! |  | 29 | #DIV/0! | #DIV/0! | #DIV/0! | #DIV/0! | #DIV/0! | #DIV/0! |  | 29 | #DIV/0! | #DIV/0! | #DIV/0! | #DIV/0! | #DIV/0! | #DIV/0! |  | 29 | #DIV/0! | #DIV/0! | #DIV/0! | #DIV/0! | #DIV/0! | #DIV/0! |  | 29 | #DIV/0! | #DIV/0! | #DIV/0! | #DIV/0! | #DIV/0! | #DIV/0! |  | 29 | #DIV/0! | #DIV/0! | #DIV/0! | #DIV/0! | #DIV/0! | #DIV/0! |  | 29 | #DIV/0! | #DIV/0! | #DIV/0! | #DIV/0! | #DIV/0! | #DIV/0! |  | 29 | #DIV/0! | #DIV/0! | #DIV/0! | #DIV/0! | #DIV/0! | #DIV/0! |  | 29 | #DIV/0! | #DIV/0! | #DIV/0! | #DIV/0! | #DIV/0! | #DIV/0! |  | 29 | #DIV/0! | #DIV/0! | #DIV/0! | #DIV/0! | #DIV/0! | #DIV/0! |  | 29 | #DIV/0! | #DIV/0! | #DIV/0! | #DIV/0! | #DIV/0! | #DIV/0! |  | 29 | #DIV/0! | #DIV/0! | #DIV/0! | #DIV/0! | #DIV/0! | #DIV/0! |  | 29 | #DIV/0! | #DIV/0! | #DIV/0! | #DIV/0! | #DIV/0! | #DIV/0!
[7 empty] | Extracted heat: |  | #VALUE! | kWh/a | [16 empty] | 4 | #VALUE! | #DIV/0! | #DIV/0! | #DIV/0! | #DIV/0! | #DIV/0! | #VALUE! | #VALUE! | #DIV/0! | #DIV/0! | #DIV/0! | #DIV/0! | #DIV/0! | 334.65 | #DIV/0! | 0 | #DIV/0! | #DIV/0! | #DIV/0! | [8 empty] | 30 | #DIV/0! | #DIV/0! | #DIV/0! | #DIV/0! | #DIV/0! | #DIV/0! |  | 30 | #DIV/0! | #DIV/0! | #DIV/0! | #DIV/0! | #DIV/0! | #DIV/0! |  | 30 | #DIV/0! | #DIV/0! | #DIV/0! | #DIV/0! | #DIV/0! | #DIV/0! |  | 30 | #DIV/0! | #DIV/0! | #DIV/0! | #DIV/0! | #DIV/0! | #DIV/0! |  | 30 | #DIV/0! | #DIV/0! | #DIV/0! | #DIV/0! | #DIV/0! | #DIV/0! |  | 30 | #DIV/0! | #DIV/0! | #DIV/0! | #DIV/0! | #DIV/0! | #DIV/0! |  | 30 | #DIV/0! | #DIV/0! | #DIV/0! | #DIV/0! | #DIV/0! | #DIV/0! |  | 30 | #DIV/0! | #DIV/0! | #DIV/0! | #DIV/0! | #DIV/0! | #DIV/0! |  | 30 | #DIV/0! | #DIV/0! | #DIV/0! | #DIV/0! | #DIV/0! | #DIV/0! |  | 30 | #DIV/0! | #DIV/0! | #DIV/0! | #DIV/0! | #DIV/0! | #DIV/0! |  | 30 | #DIV/0! | #DIV/0! | #DIV/0! | #DIV/0! | #DIV/0! | #DIV/0! |  | 30 | #DIV/0! | #DIV/0! | #DIV/0! | #DIV/0! | #DIV/0! | #DIV/0! |  | 30 | #DIV/0! | #DIV/0! | #DIV/0! | #DIV/0! | #DIV/0! | #DIV/0! |  | 30 | #DIV/0! | #DIV/0! | #DIV/0! | #DIV/0! | #DIV/0! | #DIV/0!
[7 empty] | Extracted power: |  | #VALUE! | W | [16 empty] | 5 | #VALUE! | #DIV/0! | #DIV/0! | #DIV/0! | #DIV/0! | #DIV/0! | #VALUE! | #VALUE! | #DIV/0! | #DIV/0! | #DIV/0! | #DIV/0! | #DIV/0! | 334.65 | 1 | 0 | #DIV/0! | #DIV/0! | #DIV/0! | [8 empty] | 31 | #DIV/0! | #DIV/0! | #DIV/0! | #DIV/0! | #DIV/0! | #DIV/0! |  | 31 | #DIV/0! | #DIV/0! | #DIV/0! | #DIV/0! | #DIV/0! | #DIV/0! |  | 31 | #DIV/0! | #DIV/0! | #DIV/0! | #DIV/0! | #DIV/0! | #DIV/0! |  | 31 | #DIV/0! | #DIV/0! | #DIV/0! | #DIV/0! | #DIV/0! | #DIV/0! |  | 31 | #DIV/0! | #DIV/0! | #DIV/0! | #DIV/0! | #DIV/0! | #DIV/0! |  | 31 | #DIV/0! | #DIV/0! | #DIV/0! | #DIV/0! | #DIV/0! | #DIV/0! |  | 31 | #DIV/0! | #DIV/0! | #DIV/0! | #DIV/0! | #DIV/0! | #DIV/0! |  | 31 | #DIV/0! | #DIV/0! | #DIV/0! | #DIV/0! | #DIV/0! | #DIV/0! |  | 31 | #DIV/0! | #DIV/0! | #DIV/0! | #DIV/0! | #DIV/0! | #DIV/0! |  | 31 | #DIV/0! | #DIV/0! | #DIV/0! | #DIV/0! | #DIV/0! | #DIV/0! |  | 31 | #DIV/0! | #DIV/0! | #DIV/0! | #DIV/0! | #DIV/0! | #DIV/0! |  | 31 | #DIV/0! | #DIV/0! | #DIV/0! | #DIV/0! | #DIV/0! | #DIV/0! |  | 31 | #DIV/0! | #DIV/0! | #DIV/0! | #DIV/0! | #DIV/0! | #DIV/0! |  | 31 | #DIV/0! | #DIV/0! | #DIV/0! | #DIV/0! | #DIV/0! | #DIV/0!
|  |  |  | Ground properties | density |  | ρg |  | 1500 | kg/m³ | [44 empty] | 32 | #DIV/0! | #DIV/0! | #DIV/0! | #DIV/0! | #DIV/0! | #DIV/0! |  | 32 | #DIV/0! | #DIV/0! | #DIV/0! | #DIV/0! | #DIV/0! | #DIV/0! |  | 32 | #DIV/0! | #DIV/0! | #DIV/0! | #DIV/0! | #DIV/0! | #DIV/0! |  | 32 | #DIV/0! | #DIV/0! | #DIV/0! | #DIV/0! | #DIV/0! | #DIV/0! |  | 32 | #DIV/0! | #DIV/0! | #DIV/0! | #DIV/0! | #DIV/0! | #DIV/0! |  | 32 | #DIV/0! | #DIV/0! | #DIV/0! | #DIV/0! | #DIV/0! | #DIV/0! |  | 32 | #DIV/0! | #DIV/0! | #DIV/0! | #DIV/0! | #DIV/0! | #DIV/0! |  | 32 | #DIV/0! | #DIV/0! | #DIV/0! | #DIV/0! | #DIV/0! | #DIV/0! |  | 32 | #DIV/0! | #DIV/0! | #DIV/0! | #DIV/0! | #DIV/0! | #DIV/0! |  | 32 | #DIV/0! | #DIV/0! | #DIV/0! | #DIV/0! | #DIV/0! | #DIV/0! |  | 32 | #DIV/0! | #DIV/0! | #DIV/0! | #DIV/0! | #DIV/0! | #DIV/0! |  | 32 | #DIV/0! | #DIV/0! | #DIV/0! | #DIV/0! | #DIV/0! | #DIV/0! |  | 32 | #DIV/0! | #DIV/0! | #DIV/0! | #DIV/0! | #DIV/0! | #DIV/0! |  | 32 | #DIV/0! | #DIV/0! | #DIV/0! | #DIV/0! | #DIV/0! | #DIV/0!
|  |  |  | VGHX | heat capacity |  | cpg |  | 880 | J/(kgK) | [17 empty] | Total: | [6 empty] | #VALUE! |  | #DIV/0! | [6 empty] | #DIV/0! | [10 empty] | 33 | #DIV/0! | #DIV/0! | #DIV/0! | #DIV/0! | #DIV/0! | #DIV/0! |  | 33 | #DIV/0! | #DIV/0! | #DIV/0! | #DIV/0! | #DIV/0! | #DIV/0! |  | 33 | #DIV/0! | #DIV/0! | #DIV/0! | #DIV/0! | #DIV/0! | #DIV/0! |  | 33 | #DIV/0! | #DIV/0! | #DIV/0! | #DIV/0! | #DIV/0! | #DIV/0! |  | 33 | #DIV/0! | #DIV/0! | #DIV/0! | #DIV/0! | #DIV/0! | #DIV/0! |  | 33 | #DIV/0! | #DIV/0! | #DIV/0! | #DIV/0! | #DIV/0! | #DIV/0! |  | 33 | #DIV/0! | #DIV/0! | #DIV/0! | #DIV/0! | #DIV/0! | #DIV/0! |  | 33 | #DIV/0! | #DIV/0! | #DIV/0! | #DIV/0! | #DIV/0! | #DIV/0! |  | 33 | #DIV/0! | #DIV/0! | #DIV/0! | #DIV/0! | #DIV/0! | #DIV/0! |  | 33 | #DIV/0! | #DIV/0! | #DIV/0! | #DIV/0! | #DIV/0! | #DIV/0! |  | 33 | #DIV/0! | #DIV/0! | #DIV/0! | #DIV/0! | #DIV/0! | #DIV/0! |  | 33 | #DIV/0! | #DIV/0! | #DIV/0! | #DIV/0! | #DIV/0! | #DIV/0! |  | 33 | #DIV/0! | #DIV/0! | #DIV/0! | #DIV/0! | #DIV/0! | #DIV/0! |  | 33 | #DIV/0! | #DIV/0! | #DIV/0! | #DIV/0! | #DIV/0! | #DIV/0!
[5 empty] | thermal conductivity |  | λg |  | 1.28 | W/(mK) | [44 empty] | 34 | #DIV/0! | #DIV/0! | #DIV/0! | #DIV/0! | #DIV/0! | #DIV/0! |  | 34 | #DIV/0! | #DIV/0! | #DIV/0! | #DIV/0! | #DIV/0! | #DIV/0! |  | 34 | #DIV/0! | #DIV/0! | #DIV/0! | #DIV/0! | #DIV/0! | #DIV/0! |  | 34 | #DIV/0! | #DIV/0! | #DIV/0! | #DIV/0! | #DIV/0! | #DIV/0! |  | 34 | #DIV/0! | #DIV/0! | #DIV/0! | #DIV/0! | #DIV/0! | #DIV/0! |  | 34 | #DIV/0! | #DIV/0! | #DIV/0! | #DIV/0! | #DIV/0! | #DIV/0! |  | 34 | #DIV/0! | #DIV/0! | #DIV/0! | #DIV/0! | #DIV/0! | #DIV/0! |  | 34 | #DIV/0! | #DIV/0! | #DIV/0! | #DIV/0! | #DIV/0! | #DIV/0! |  | 34 | #DIV/0! | #DIV/0! | #DIV/0! | #DIV/0! | #DIV/0! | #DIV/0! |  | 34 | #DIV/0! | #DIV/0! | #DIV/0! | #DIV/0! | #DIV/0! | #DIV/0! |  | 34 | #DIV/0! | #DIV/0! | #DIV/0! | #DIV/0! | #DIV/0! | #DIV/0! |  | 34 | #DIV/0! | #DIV/0! | #DIV/0! | #DIV/0! | #DIV/0! | #DIV/0! |  | 34 | #DIV/0! | #DIV/0! | #DIV/0! | #DIV/0! | #DIV/0! | #DIV/0! |  | 34 | #DIV/0! | #DIV/0! | #DIV/0! | #DIV/0! | #DIV/0! | #DIV/0!
[5 empty] | Temperature gradient |  | ΔTg |  | 0.0221 | K/m | [44 empty] | 35 | #DIV/0! | #DIV/0! | #DIV/0! | #DIV/0! | #DIV/0! | #DIV/0! |  | 35 | #DIV/0! | #DIV/0! | #DIV/0! | #DIV/0! | #DIV/0! | #DIV/0! |  | 35 | #DIV/0! | #DIV/0! | #DIV/0! | #DIV/0! | #DIV/0! | #DIV/0! |  | 35 | #DIV/0! | #DIV/0! | #DIV/0! | #DIV/0! | #DIV/0! | #DIV/0! |  | 35 | #DIV/0! | #DIV/0! | #DIV/0! | #DIV/0! | #DIV/0! | #DIV/0! |  | 35 | #DIV/0! | #DIV/0! | #DIV/0! | #DIV/0! | #DIV/0! | #DIV/0! |  | 35 | #DIV/0! | #DIV/0! | #DIV/0! | #DIV/0! | #DIV/0! | #DIV/0! |  | 35 | #DIV/0! | #DIV/0! | #DIV/0! | #DIV/0! | #DIV/0! | #DIV/0! |  | 35 | #DIV/0! | #DIV/0! | #DIV/0! | #DIV/0! | #DIV/0! | #DIV/0! |  | 35 | #DIV/0! | #DIV/0! | #DIV/0! | #DIV/0! | #DIV/0! | #DIV/0! |  | 35 | #DIV/0! | #DIV/0! | #DIV/0! | #DIV/0! | #DIV/0! | #DIV/0! |  | 35 | #DIV/0! | #DIV/0! | #DIV/0! | #DIV/0! | #DIV/0! | #DIV/0! |  | 35 | #DIV/0! | #DIV/0! | #DIV/0! | #DIV/0! | #DIV/0! | #DIV/0! |  | 35 | #DIV/0! | #DIV/0! | #DIV/0! | #DIV/0! | #DIV/0! | #DIV/0!
[28 empty] | Solar DHW | PHPP input | [25 empty] | 36 | #DIV/0! | #DIV/0! | #DIV/0! | #DIV/0! | #DIV/0! | #DIV/0! |  | 36 | #DIV/0! | #DIV/0! | #DIV/0! | #DIV/0! | #DIV/0! | #DIV/0! |  | 36 | #DIV/0! | #DIV/0! | #DIV/0! | #DIV/0! | #DIV/0! | #DIV/0! |  | 36 | #DIV/0! | #DIV/0! | #DIV/0! | #DIV/0! | #DIV/0! | #DIV/0! |  | 36 | #DIV/0! | #DIV/0! | #DIV/0! | #DIV/0! | #DIV/0! | #DIV/0! |  | 36 | #DIV/0! | #DIV/0! | #DIV/0! | #DIV/0! | #DIV/0! | #DIV/0! |  | 36 | #DIV/0! | #DIV/0! | #DIV/0! | #DIV/0! | #DIV/0! | #DIV/0! |  | 36 | #DIV/0! | #DIV/0! | #DIV/0! | #DIV/0! | #DIV/0! | #DIV/0! |  | 36 | #DIV/0! | #DIV/0! | #DIV/0! | #DIV/0! | #DIV/0! | #DIV/0! |  | 36 | #DIV/0! | #DIV/0! | #DIV/0! | #DIV/0! | #DIV/0! | #DIV/0! |  | 36 | #DIV/0! | #DIV/0! | #DIV/0! | #DIV/0! | #DIV/0! | #DIV/0! |  | 36 | #DIV/0! | #DIV/0! | #DIV/0! | #DIV/0! | #DIV/0! | #DIV/0! |  | 36 | #DIV/0! | #DIV/0! | #DIV/0! | #DIV/0! | #DIV/0! | #DIV/0! |  | 36 | #DIV/0! | #DIV/0! | #DIV/0! | #DIV/0! | #DIV/0! | #DIV/0!
[6 empty] | Warnings: | [21 empty] | month | Demand covered by solar | sorted demand | Demand covered by solar, winter | Demand covered by solar, summer | DHW summer Demand | [21 empty] | 37 | #DIV/0! | #DIV/0! | #DIV/0! | #DIV/0! | #DIV/0! | #DIV/0! |  | 37 | #DIV/0! | #DIV/0! | #DIV/0! | #DIV/0! | #DIV/0! | #DIV/0! |  | 37 | #DIV/0! | #DIV/0! | #DIV/0! | #DIV/0! | #DIV/0! | #DIV/0! |  | 37 | #DIV/0! | #DIV/0! | #DIV/0! | #DIV/0! | #DIV/0! | #DIV/0! |  | 37 | #DIV/0! | #DIV/0! | #DIV/0! | #DIV/0! | #DIV/0! | #DIV/0! |  | 37 | #DIV/0! | #DIV/0! | #DIV/0! | #DIV/0! | #DIV/0! | #DIV/0! |  | 37 | #DIV/0! | #DIV/0! | #DIV/0! | #DIV/0! | #DIV/0! | #DIV/0! |  | 37 | #DIV/0! | #DIV/0! | #DIV/0! | #DIV/0! | #DIV/0! | #DIV/0! |  | 37 | #DIV/0! | #DIV/0! | #DIV/0! | #DIV/0! | #DIV/0! | #DIV/0! |  | 37 | #DIV/0! | #DIV/0! | #DIV/0! | #DIV/0! | #DIV/0! | #DIV/0! |  | 37 | #DIV/0! | #DIV/0! | #DIV/0! | #DIV/0! | #DIV/0! | #DIV/0! |  | 37 | #DIV/0! | #DIV/0! | #DIV/0! | #DIV/0! | #DIV/0! | #DIV/0! |  | 37 | #DIV/0! | #DIV/0! | #DIV/0! | #DIV/0! | #DIV/0! | #DIV/0! |  | 37 | #DIV/0! | #DIV/0! | #DIV/0! | #DIV/0! | #DIV/0! | #DIV/0!
[6 empty] | GW_GHX | H | #DIV/0! | 0: the iteration has problem | [45 empty] | 38 | #DIV/0! | #DIV/0! | #DIV/0! | #DIV/0! | #DIV/0! | #DIV/0! |  | 38 | #DIV/0! | #DIV/0! | #DIV/0! | #DIV/0! | #DIV/0! | #DIV/0! |  | 38 | #DIV/0! | #DIV/0! | #DIV/0! | #DIV/0! | #DIV/0! | #DIV/0! |  | 38 | #DIV/0! | #DIV/0! | #DIV/0! | #DIV/0! | #DIV/0! | #DIV/0! |  | 38 | #DIV/0! | #DIV/0! | #DIV/0! | #DIV/0! | #DIV/0! | #DIV/0! |  | 38 | #DIV/0! | #DIV/0! | #DIV/0! | #DIV/0! | #DIV/0! | #DIV/0! |  | 38 | #DIV/0! | #DIV/0! | #DIV/0! | #DIV/0! | #DIV/0! | #DIV/0! |  | 38 | #DIV/0! | #DIV/0! | #DIV/0! | #DIV/0! | #DIV/0! | #DIV/0! |  | 38 | #DIV/0! | #DIV/0! | #DIV/0! | #DIV/0! | #DIV/0! | #DIV/0! |  | 38 | #DIV/0! | #DIV/0! | #DIV/0! | #DIV/0! | #DIV/0! | #DIV/0! |  | 38 | #DIV/0! | #DIV/0! | #DIV/0! | #DIV/0! | #DIV/0! | #DIV/0! |  | 38 | #DIV/0! | #DIV/0! | #DIV/0! | #DIV/0! | #DIV/0! | #DIV/0! |  | 38 | #DIV/0! | #DIV/0! | #DIV/0! | #DIV/0! | #DIV/0! | #DIV/0! |  | 38 | #DIV/0! | #DIV/0! | #DIV/0! | #DIV/0! | #DIV/0! | #DIV/0!
[7 empty] | DHW | #DIV/0! | 1: appropriate | [19 empty] | kWh | kWh | [24 empty] | 39 | #DIV/0! | #DIV/0! | #DIV/0! | #DIV/0! | #DIV/0! | #DIV/0! |  | 39 | #DIV/0! | #DIV/0! | #DIV/0! | #DIV/0! | #DIV/0! | #DIV/0! |  | 39 | #DIV/0! | #DIV/0! | #DIV/0! | #DIV/0! | #DIV/0! | #DIV/0! |  | 39 | #DIV/0! | #DIV/0! | #DIV/0! | #DIV/0! | #DIV/0! | #DIV/0! |  | 39 | #DIV/0! | #DIV/0! | #DIV/0! | #DIV/0! | #DIV/0! | #DIV/0! |  | 39 | #DIV/0! | #DIV/0! | #DIV/0! | #DIV/0! | #DIV/0! | #DIV/0! |  | 39 | #DIV/0! | #DIV/0! | #DIV/0! | #DIV/0! | #DIV/0! | #DIV/0! |  | 39 | #DIV/0! | #DIV/0! | #DIV/0! | #DIV/0! | #DIV/0! | #DIV/0! |  | 39 | #DIV/0! | #DIV/0! | #DIV/0! | #DIV/0! | #DIV/0! | #DIV/0! |  | 39 | #DIV/0! | #DIV/0! | #DIV/0! | #DIV/0! | #DIV/0! | #DIV/0! |  | 39 | #DIV/0! | #DIV/0! | #DIV/0! | #DIV/0! | #DIV/0! | #DIV/0! |  | 39 | #DIV/0! | #DIV/0! | #DIV/0! | #DIV/0! | #DIV/0! | #DIV/0! |  | 39 | #DIV/0! | #DIV/0! | #DIV/0! | #DIV/0! | #DIV/0! | #DIV/0! |  | 39 | #DIV/0! | #DIV/0! | #DIV/0! | #DIV/0! | #DIV/0! | #DIV/0!
[6 empty] | GHX | H | #DIV/0! | [19 empty] | 1 | 0 | 0 | kWh | kWh | kWh | [21 empty] | 40 | #DIV/0! | #DIV/0! | #DIV/0! | #DIV/0! | #DIV/0! | #DIV/0! |  | 40 | #DIV/0! | #DIV/0! | #DIV/0! | #DIV/0! | #DIV/0! | #DIV/0! |  | 40 | #DIV/0! | #DIV/0! | #DIV/0! | #DIV/0! | #DIV/0! | #DIV/0! |  | 40 | #DIV/0! | #DIV/0! | #DIV/0! | #DIV/0! | #DIV/0! | #DIV/0! |  | 40 | #DIV/0! | #DIV/0! | #DIV/0! | #DIV/0! | #DIV/0! | #DIV/0! |  | 40 | #DIV/0! | #DIV/0! | #DIV/0! | #DIV/0! | #DIV/0! | #DIV/0! |  | 40 | #DIV/0! | #DIV/0! | #DIV/0! | #DIV/0! | #DIV/0! | #DIV/0! |  | 40 | #DIV/0! | #DIV/0! | #DIV/0! | #DIV/0! | #DIV/0! | #DIV/0! |  | 40 | #DIV/0! | #DIV/0! | #DIV/0! | #DIV/0! | #DIV/0! | #DIV/0! |  | 40 | #DIV/0! | #DIV/0! | #DIV/0! | #DIV/0! | #DIV/0! | #DIV/0! |  | 40 | #DIV/0! | #DIV/0! | #DIV/0! | #DIV/0! | #DIV/0! | #DIV/0! |  | 40 | #DIV/0! | #DIV/0! | #DIV/0! | #DIV/0! | #DIV/0! | #DIV/0! |  | 40 | #DIV/0! | #DIV/0! | #DIV/0! | #DIV/0! | #DIV/0! | #DIV/0! |  | 40 | #DIV/0! | #DIV/0! | #DIV/0! | #DIV/0! | #DIV/0! | #DIV/0!
[7 empty] | DHW | #DIV/0! | [19 empty] | 2 | 0 | 0 | 0 | 0 | 0 | [21 empty] | 41 | #DIV/0! | #DIV/0! | #DIV/0! | #DIV/0! | #DIV/0! | #DIV/0! |  | 41 | #DIV/0! | #DIV/0! | #DIV/0! | #DIV/0! | #DIV/0! | #DIV/0! |  | 41 | #DIV/0! | #DIV/0! | #DIV/0! | #DIV/0! | #DIV/0! | #DIV/0! |  | 41 | #DIV/0! | #DIV/0! | #DIV/0! | #DIV/0! | #DIV/0! | #DIV/0! |  | 41 | #DIV/0! | #DIV/0! | #DIV/0! | #DIV/0! | #DIV/0! | #DIV/0! |  | 41 | #DIV/0! | #DIV/0! | #DIV/0! | #DIV/0! | #DIV/0! | #DIV/0! |  | 41 | #DIV/0! | #DIV/0! | #DIV/0! | #DIV/0! | #DIV/0! | #DIV/0! |  | 41 | #DIV/0! | #DIV/0! | #DIV/0! | #DIV/0! | #DIV/0! | #DIV/0! |  | 41 | #DIV/0! | #DIV/0! | #DIV/0! | #DIV/0! | #DIV/0! | #DIV/0! |  | 41 | #DIV/0! | #DIV/0! | #DIV/0! | #DIV/0! | #DIV/0! | #DIV/0! |  | 41 | #DIV/0! | #DIV/0! | #DIV/0! | #DIV/0! | #DIV/0! | #DIV/0! |  | 41 | #DIV/0! | #DIV/0! | #DIV/0! | #DIV/0! | #DIV/0! | #DIV/0! |  | 41 | #DIV/0! | #DIV/0! | #DIV/0! | #DIV/0! | #DIV/0! | #DIV/0! |  | 41 | #DIV/0! | #DIV/0! | #DIV/0! | #DIV/0! | #DIV/0! | #DIV/0!
[6 empty] | Heating |  | 1 | [19 empty] | 3 | 0 | 0 | [24 empty] | 42 | #DIV/0! | #DIV/0! | #DIV/0! | #DIV/0! | #DIV/0! | #DIV/0! |  | 42 | #DIV/0! | #DIV/0! | #DIV/0! | #DIV/0! | #DIV/0! | #DIV/0! |  | 42 | #DIV/0! | #DIV/0! | #DIV/0! | #DIV/0! | #DIV/0! | #DIV/0! |  | 42 | #DIV/0! | #DIV/0! | #DIV/0! | #DIV/0! | #DIV/0! | #DIV/0! |  | 42 | #DIV/0! | #DIV/0! | #DIV/0! | #DIV/0! | #DIV/0! | #DIV/0! |  | 42 | #DIV/0! | #DIV/0! | #DIV/0! | #DIV/0! | #DIV/0! | #DIV/0! |  | 42 | #DIV/0! | #DIV/0! | #DIV/0! | #DIV/0! | #DIV/0! | #DIV/0! |  | 42 | #DIV/0! | #DIV/0! | #DIV/0! | #DIV/0! | #DIV/0! | #DIV/0! |  | 42 | #DIV/0! | #DIV/0! | #DIV/0! | #DIV/0! | #DIV/0! | #DIV/0! |  | 42 | #DIV/0! | #DIV/0! | #DIV/0! | #DIV/0! | #DIV/0! | #DIV/0! |  | 42 | #DIV/0! | #DIV/0! | #DIV/0! | #DIV/0! | #DIV/0! | #DIV/0! |  | 42 | #DIV/0! | #DIV/0! | #DIV/0! | #DIV/0! | #DIV/0! | #DIV/0! |  | 42 | #DIV/0! | #DIV/0! | #DIV/0! | #DIV/0! | #DIV/0! | #DIV/0! |  | 42 | #DIV/0! | #DIV/0! | #DIV/0! | #DIV/0! | #DIV/0! | #DIV/0!
[6 empty] | DHW |  | 1 | [19 empty] | 4 | 0 | 0 | [24 empty] | 43 | #DIV/0! | #DIV/0! | #DIV/0! | #DIV/0! | #DIV/0! | #DIV/0! |  | 43 | #DIV/0! | #DIV/0! | #DIV/0! | #DIV/0! | #DIV/0! | #DIV/0! |  | 43 | #DIV/0! | #DIV/0! | #DIV/0! | #DIV/0! | #DIV/0! | #DIV/0! |  | 43 | #DIV/0! | #DIV/0! | #DIV/0! | #DIV/0! | #DIV/0! | #DIV/0! |  | 43 | #DIV/0! | #DIV/0! | #DIV/0! | #DIV/0! | #DIV/0! | #DIV/0! |  | 43 | #DIV/0! | #DIV/0! | #DIV/0! | #DIV/0! | #DIV/0! | #DIV/0! |  | 43 | #DIV/0! | #DIV/0! | #DIV/0! | #DIV/0! | #DIV/0! | #DIV/0! |  | 43 | #DIV/0! | #DIV/0! | #DIV/0! | #DIV/0! | #DIV/0! | #DIV/0! |  | 43 | #DIV/0! | #DIV/0! | #DIV/0! | #DIV/0! | #DIV/0! | #DIV/0! |  | 43 | #DIV/0! | #DIV/0! | #DIV/0! | #DIV/0! | #DIV/0! | #DIV/0! |  | 43 | #DIV/0! | #DIV/0! | #DIV/0! | #DIV/0! | #DIV/0! | #DIV/0! |  | 43 | #DIV/0! | #DIV/0! | #DIV/0! | #DIV/0! | #DIV/0! | #DIV/0! |  | 43 | #DIV/0! | #DIV/0! | #DIV/0! | #DIV/0! | #DIV/0! | #DIV/0! |  | 43 | #DIV/0! | #DIV/0! | #DIV/0! | #DIV/0! | #DIV/0! | #DIV/0!
|  |  |  | W. for iteration of 100 steps |  | Final: |  | 1 | [19 empty] | 5 | 0 | 0 | [24 empty] | 44 | #DIV/0! | #DIV/0! | #DIV/0! | #DIV/0! | #DIV/0! | #DIV/0! |  | 44 | #DIV/0! | #DIV/0! | #DIV/0! | #DIV/0! | #DIV/0! | #DIV/0! |  | 44 | #DIV/0! | #DIV/0! | #DIV/0! | #DIV/0! | #DIV/0! | #DIV/0! |  | 44 | #DIV/0! | #DIV/0! | #DIV/0! | #DIV/0! | #DIV/0! | #DIV/0! |  | 44 | #DIV/0! | #DIV/0! | #DIV/0! | #DIV/0! | #DIV/0! | #DIV/0! |  | 44 | #DIV/0! | #DIV/0! | #DIV/0! | #DIV/0! | #DIV/0! | #DIV/0! |  | 44 | #DIV/0! | #DIV/0! | #DIV/0! | #DIV/0! | #DIV/0! | #DIV/0! |  | 44 | #DIV/0! | #DIV/0! | #DIV/0! | #DIV/0! | #DIV/0! | #DIV/0! |  | 44 | #DIV/0! | #DIV/0! | #DIV/0! | #DIV/0! | #DIV/0! | #DIV/0! |  | 44 | #DIV/0! | #DIV/0! | #DIV/0! | #DIV/0! | #DIV/0! | #DIV/0! |  | 44 | #DIV/0! | #DIV/0! | #DIV/0! | #DIV/0! | #DIV/0! | #DIV/0! |  | 44 | #DIV/0! | #DIV/0! | #DIV/0! | #DIV/0! | #DIV/0! | #DIV/0! |  | 44 | #DIV/0! | #DIV/0! | #DIV/0! | #DIV/0! | #DIV/0! | #DIV/0! |  | 44 | #DIV/0! | #DIV/0! | #DIV/0! | #DIV/0! | #DIV/0! | #DIV/0!
|  |  |  | W. for 2 hps with ground source |  | 2 ground sources |  | 1 | [19 empty] | 6 | 0 | 0 | [24 empty] | 45 | #DIV/0! | #DIV/0! | #DIV/0! | #DIV/0! | #DIV/0! | #DIV/0! |  | 45 | #DIV/0! | #DIV/0! | #DIV/0! | #DIV/0! | #DIV/0! | #DIV/0! |  | 45 | #DIV/0! | #DIV/0! | #DIV/0! | #DIV/0! | #DIV/0! | #DIV/0! |  | 45 | #DIV/0! | #DIV/0! | #DIV/0! | #DIV/0! | #DIV/0! | #DIV/0! |  | 45 | #DIV/0! | #DIV/0! | #DIV/0! | #DIV/0! | #DIV/0! | #DIV/0! |  | 45 | #DIV/0! | #DIV/0! | #DIV/0! | #DIV/0! | #DIV/0! | #DIV/0! |  | 45 | #DIV/0! | #DIV/0! | #DIV/0! | #DIV/0! | #DIV/0! | #DIV/0! |  | 45 | #DIV/0! | #DIV/0! | #DIV/0! | #DIV/0! | #DIV/0! | #DIV/0! |  | 45 | #DIV/0! | #DIV/0! | #DIV/0! | #DIV/0! | #DIV/0! | #DIV/0! |  | 45 | #DIV/0! | #DIV/0! | #DIV/0! | #DIV/0! | #DIV/0! | #DIV/0! |  | 45 | #DIV/0! | #DIV/0! | #DIV/0! | #DIV/0! | #DIV/0! | #DIV/0! |  | 45 | #DIV/0! | #DIV/0! | #DIV/0! | #DIV/0! | #DIV/0! | #DIV/0! |  | 45 | #DIV/0! | #DIV/0! | #DIV/0! | #DIV/0! | #DIV/0! | #DIV/0! |  | 45 | #DIV/0! | #DIV/0! | #DIV/0! | #DIV/0! | #DIV/0! | #DIV/0!
[6 empty] | cell for no results: |  | 1 | [19 empty] | 7 | 0 | 0 | Solar winter | [23 empty] | 46 | #DIV/0! | #DIV/0! | #DIV/0! | #DIV/0! | #DIV/0! | #DIV/0! |  | 46 | #DIV/0! | #DIV/0! | #DIV/0! | #DIV/0! | #DIV/0! | #DIV/0! |  | 46 | #DIV/0! | #DIV/0! | #DIV/0! | #DIV/0! | #DIV/0! | #DIV/0! |  | 46 | #DIV/0! | #DIV/0! | #DIV/0! | #DIV/0! | #DIV/0! | #DIV/0! |  | 46 | #DIV/0! | #DIV/0! | #DIV/0! | #DIV/0! | #DIV/0! | #DIV/0! |  | 46 | #DIV/0! | #DIV/0! | #DIV/0! | #DIV/0! | #DIV/0! | #DIV/0! |  | 46 | #DIV/0! | #DIV/0! | #DIV/0! | #DIV/0! | #DIV/0! | #DIV/0! |  | 46 | #DIV/0! | #DIV/0! | #DIV/0! | #DIV/0! | #DIV/0! | #DIV/0! |  | 46 | #DIV/0! | #DIV/0! | #DIV/0! | #DIV/0! | #DIV/0! | #DIV/0! |  | 46 | #DIV/0! | #DIV/0! | #DIV/0! | #DIV/0! | #DIV/0! | #DIV/0! |  | 46 | #DIV/0! | #DIV/0! | #DIV/0! | #DIV/0! | #DIV/0! | #DIV/0! |  | 46 | #DIV/0! | #DIV/0! | #DIV/0! | #DIV/0! | #DIV/0! | #DIV/0! |  | 46 | #DIV/0! | #DIV/0! | #DIV/0! | #DIV/0! | #DIV/0! | #DIV/0! |  | 46 | #DIV/0! | #DIV/0! | #DIV/0! | #DIV/0! | #DIV/0! | #DIV/0!
[6 empty] | higher than zero |  | 1 | [19 empty] | 8 | 0 | 0 | Psolar(t=0) | 0 | kW | Point by triangle | [20 empty] | 47 | #DIV/0! | #DIV/0! | #DIV/0! | #DIV/0! | #DIV/0! | #DIV/0! |  | 47 | #DIV/0! | #DIV/0! | #DIV/0! | #DIV/0! | #DIV/0! | #DIV/0! |  | 47 | #DIV/0! | #DIV/0! | #DIV/0! | #DIV/0! | #DIV/0! | #DIV/0! |  | 47 | #DIV/0! | #DIV/0! | #DIV/0! | #DIV/0! | #DIV/0! | #DIV/0! |  | 47 | #DIV/0! | #DIV/0! | #DIV/0! | #DIV/0! | #DIV/0! | #DIV/0! |  | 47 | #DIV/0! | #DIV/0! | #DIV/0! | #DIV/0! | #DIV/0! | #DIV/0! |  | 47 | #DIV/0! | #DIV/0! | #DIV/0! | #DIV/0! | #DIV/0! | #DIV/0! |  | 47 | #DIV/0! | #DIV/0! | #DIV/0! | #DIV/0! | #DIV/0! | #DIV/0! |  | 47 | #DIV/0! | #DIV/0! | #DIV/0! | #DIV/0! | #DIV/0! | #DIV/0! |  | 47 | #DIV/0! | #DIV/0! | #DIV/0! | #DIV/0! | #DIV/0! | #DIV/0! |  | 47 | #DIV/0! | #DIV/0! | #DIV/0! | #DIV/0! | #DIV/0! | #DIV/0! |  | 47 | #DIV/0! | #DIV/0! | #DIV/0! | #DIV/0! | #DIV/0! | #DIV/0! |  | 47 | #DIV/0! | #DIV/0! | #DIV/0! | #DIV/0! | #DIV/0! | #DIV/0! |  | 47 | #DIV/0! | #DIV/0! | #DIV/0! | #DIV/0! | #DIV/0! | #DIV/0!
[28 empty] | 9 | 0 | 0 | Psolar(t_gh) | 0 | kW | 0 | kW | [19 empty] | 48 | #DIV/0! | #DIV/0! | #DIV/0! | #DIV/0! | #DIV/0! | #DIV/0! |  | 48 | #DIV/0! | #DIV/0! | #DIV/0! | #DIV/0! | #DIV/0! | #DIV/0! |  | 48 | #DIV/0! | #DIV/0! | #DIV/0! | #DIV/0! | #DIV/0! | #DIV/0! |  | 48 | #DIV/0! | #DIV/0! | #DIV/0! | #DIV/0! | #DIV/0! | #DIV/0! |  | 48 | #DIV/0! | #DIV/0! | #DIV/0! | #DIV/0! | #DIV/0! | #DIV/0! |  | 48 | #DIV/0! | #DIV/0! | #DIV/0! | #DIV/0! | #DIV/0! | #DIV/0! |  | 48 | #DIV/0! | #DIV/0! | #DIV/0! | #DIV/0! | #DIV/0! | #DIV/0! |  | 48 | #DIV/0! | #DIV/0! | #DIV/0! | #DIV/0! | #DIV/0! | #DIV/0! |  | 48 | #DIV/0! | #DIV/0! | #DIV/0! | #DIV/0! | #DIV/0! | #DIV/0! |  | 48 | #DIV/0! | #DIV/0! | #DIV/0! | #DIV/0! | #DIV/0! | #DIV/0! |  | 48 | #DIV/0! | #DIV/0! | #DIV/0! | #DIV/0! | #DIV/0! | #DIV/0! |  | 48 | #DIV/0! | #DIV/0! | #DIV/0! | #DIV/0! | #DIV/0! | #DIV/0! |  | 48 | #DIV/0! | #DIV/0! | #DIV/0! | #DIV/0! | #DIV/0! | #DIV/0! |  | 48 | #DIV/0! | #DIV/0! | #DIV/0! | #DIV/0! | #DIV/0! | #DIV/0!
[28 empty] | 10 | 0 | 0 | Psolar = a*time+b |  |  | triangle of stor_losses | [20 empty] | 49 | #DIV/0! | #DIV/0! | #DIV/0! | #DIV/0! | #DIV/0! | #DIV/0! |  | 49 | #DIV/0! | #DIV/0! | #DIV/0! | #DIV/0! | #DIV/0! | #DIV/0! |  | 49 | #DIV/0! | #DIV/0! | #DIV/0! | #DIV/0! | #DIV/0! | #DIV/0! |  | 49 | #DIV/0! | #DIV/0! | #DIV/0! | #DIV/0! | #DIV/0! | #DIV/0! |  | 49 | #DIV/0! | #DIV/0! | #DIV/0! | #DIV/0! | #DIV/0! | #DIV/0! |  | 49 | #DIV/0! | #DIV/0! | #DIV/0! | #DIV/0! | #DIV/0! | #DIV/0! |  | 49 | #DIV/0! | #DIV/0! | #DIV/0! | #DIV/0! | #DIV/0! | #DIV/0! |  | 49 | #DIV/0! | #DIV/0! | #DIV/0! | #DIV/0! | #DIV/0! | #DIV/0! |  | 49 | #DIV/0! | #DIV/0! | #DIV/0! | #DIV/0! | #DIV/0! | #DIV/0! |  | 49 | #DIV/0! | #DIV/0! | #DIV/0! | #DIV/0! | #DIV/0! | #DIV/0! |  | 49 | #DIV/0! | #DIV/0! | #DIV/0! | #DIV/0! | #DIV/0! | #DIV/0! |  | 49 | #DIV/0! | #DIV/0! | #DIV/0! | #DIV/0! | #DIV/0! | #DIV/0! |  | 49 | #DIV/0! | #DIV/0! | #DIV/0! | #DIV/0! | #DIV/0! | #DIV/0! |  | 49 | #DIV/0! | #DIV/0! | #DIV/0! | #DIV/0! | #DIV/0! | #DIV/0!
[28 empty] | 11 | 0 | 0 | a= | 0 |  | 0 | [20 empty] | 50 | #DIV/0! | #DIV/0! | #DIV/0! | #DIV/0! | #DIV/0! | #DIV/0! |  | 50 | #DIV/0! | #DIV/0! | #DIV/0! | #DIV/0! | #DIV/0! | #DIV/0! |  | 50 | #DIV/0! | #DIV/0! | #DIV/0! | #DIV/0! | #DIV/0! | #DIV/0! |  | 50 | #DIV/0! | #DIV/0! | #DIV/0! | #DIV/0! | #DIV/0! | #DIV/0! |  | 50 | #DIV/0! | #DIV/0! | #DIV/0! | #DIV/0! | #DIV/0! | #DIV/0! |  | 50 | #DIV/0! | #DIV/0! | #DIV/0! | #DIV/0! | #DIV/0! | #DIV/0! |  | 50 | #DIV/0! | #DIV/0! | #DIV/0! | #DIV/0! | #DIV/0! | #DIV/0! |  | 50 | #DIV/0! | #DIV/0! | #DIV/0! | #DIV/0! | #DIV/0! | #DIV/0! |  | 50 | #DIV/0! | #DIV/0! | #DIV/0! | #DIV/0! | #DIV/0! | #DIV/0! |  | 50 | #DIV/0! | #DIV/0! | #DIV/0! | #DIV/0! | #DIV/0! | #DIV/0! |  | 50 | #DIV/0! | #DIV/0! | #DIV/0! | #DIV/0! | #DIV/0! | #DIV/0! |  | 50 | #DIV/0! | #DIV/0! | #DIV/0! | #DIV/0! | #DIV/0! | #DIV/0! |  | 50 | #DIV/0! | #DIV/0! | #DIV/0! | #DIV/0! | #DIV/0! | #DIV/0! |  | 50 | #DIV/0! | #DIV/0! | #DIV/0! | #DIV/0! | #DIV/0! | #DIV/0!
[28 empty] | 12 | 0 | 0 | b= | 0 |  | P_DHW_los-Psolar(t=0) | 0 | [19 empty] | 51 | #DIV/0! | #DIV/0! | #DIV/0! | #DIV/0! | #DIV/0! | #DIV/0! |  | 51 | #DIV/0! | #DIV/0! | #DIV/0! | #DIV/0! | #DIV/0! | #DIV/0! |  | 51 | #DIV/0! | #DIV/0! | #DIV/0! | #DIV/0! | #DIV/0! | #DIV/0! |  | 51 | #DIV/0! | #DIV/0! | #DIV/0! | #DIV/0! | #DIV/0! | #DIV/0! |  | 51 | #DIV/0! | #DIV/0! | #DIV/0! | #DIV/0! | #DIV/0! | #DIV/0! |  | 51 | #DIV/0! | #DIV/0! | #DIV/0! | #DIV/0! | #DIV/0! | #DIV/0! |  | 51 | #DIV/0! | #DIV/0! | #DIV/0! | #DIV/0! | #DIV/0! | #DIV/0! |  | 51 | #DIV/0! | #DIV/0! | #DIV/0! | #DIV/0! | #DIV/0! | #DIV/0! |  | 51 | #DIV/0! | #DIV/0! | #DIV/0! | #DIV/0! | #DIV/0! | #DIV/0! |  | 51 | #DIV/0! | #DIV/0! | #DIV/0! | #DIV/0! | #DIV/0! | #DIV/0! |  | 51 | #DIV/0! | #DIV/0! | #DIV/0! | #DIV/0! | #DIV/0! | #DIV/0! |  | 51 | #DIV/0! | #DIV/0! | #DIV/0! | #DIV/0! | #DIV/0! | #DIV/0! |  | 51 | #DIV/0! | #DIV/0! | #DIV/0! | #DIV/0! | #DIV/0! | #DIV/0! |  | 51 | #DIV/0! | #DIV/0! | #DIV/0! | #DIV/0! | #DIV/0! | #DIV/0!
[34 empty] | P_DHW_los-Psolar(t_gh) | 0 | [19 empty] | 52 | #DIV/0! | #DIV/0! | #DIV/0! | #DIV/0! | #DIV/0! | #DIV/0! |  | 52 | #DIV/0! | #DIV/0! | #DIV/0! | #DIV/0! | #DIV/0! | #DIV/0! |  | 52 | #DIV/0! | #DIV/0! | #DIV/0! | #DIV/0! | #DIV/0! | #DIV/0! |  | 52 | #DIV/0! | #DIV/0! | #DIV/0! | #DIV/0! | #DIV/0! | #DIV/0! |  | 52 | #DIV/0! | #DIV/0! | #DIV/0! | #DIV/0! | #DIV/0! | #DIV/0! |  | 52 | #DIV/0! | #DIV/0! | #DIV/0! | #DIV/0! | #DIV/0! | #DIV/0! |  | 52 | #DIV/0! | #DIV/0! | #DIV/0! | #DIV/0! | #DIV/0! | #DIV/0! |  | 52 | #DIV/0! | #DIV/0! | #DIV/0! | #DIV/0! | #DIV/0! | #DIV/0! |  | 52 | #DIV/0! | #DIV/0! | #DIV/0! | #DIV/0! | #DIV/0! | #DIV/0! |  | 52 | #DIV/0! | #DIV/0! | #DIV/0! | #DIV/0! | #DIV/0! | #DIV/0! |  | 52 | #DIV/0! | #DIV/0! | #DIV/0! | #DIV/0! | #DIV/0! | #DIV/0! |  | 52 | #DIV/0! | #DIV/0! | #DIV/0! | #DIV/0! | #DIV/0! | #DIV/0! |  | 52 | #DIV/0! | #DIV/0! | #DIV/0! | #DIV/0! | #DIV/0! | #DIV/0! |  | 52 | #DIV/0! | #DIV/0! | #DIV/0! | #DIV/0! | #DIV/0! | #DIV/0!
[28 empty] | Total: | 0 | [25 empty] | 53 | #DIV/0! | #DIV/0! | #DIV/0! | #DIV/0! | #DIV/0! | #DIV/0! |  | 53 | #DIV/0! | #DIV/0! | #DIV/0! | #DIV/0! | #DIV/0! | #DIV/0! |  | 53 | #DIV/0! | #DIV/0! | #DIV/0! | #DIV/0! | #DIV/0! | #DIV/0! |  | 53 | #DIV/0! | #DIV/0! | #DIV/0! | #DIV/0! | #DIV/0! | #DIV/0! |  | 53 | #DIV/0! | #DIV/0! | #DIV/0! | #DIV/0! | #DIV/0! | #DIV/0! |  | 53 | #DIV/0! | #DIV/0! | #DIV/0! | #DIV/0! | #DIV/0! | #DIV/0! |  | 53 | #DIV/0! | #DIV/0! | #DIV/0! | #DIV/0! | #DIV/0! | #DIV/0! |  | 53 | #DIV/0! | #DIV/0! | #DIV/0! | #DIV/0! | #DIV/0! | #DIV/0! |  | 53 | #DIV/0! | #DIV/0! | #DIV/0! | #DIV/0! | #DIV/0! | #DIV/0! |  | 53 | #DIV/0! | #DIV/0! | #DIV/0! | #DIV/0! | #DIV/0! | #DIV/0! |  | 53 | #DIV/0! | #DIV/0! | #DIV/0! | #DIV/0! | #DIV/0! | #DIV/0! |  | 53 | #DIV/0! | #DIV/0! | #DIV/0! | #DIV/0! | #DIV/0! | #DIV/0! |  | 53 | #DIV/0! | #DIV/0! | #DIV/0! | #DIV/0! | #DIV/0! | #DIV/0! |  | 53 | #DIV/0! | #DIV/0! | #DIV/0! | #DIV/0! | #DIV/0! | #DIV/0!
[55 empty] | 54 | #DIV/0! | #DIV/0! | #DIV/0! | #DIV/0! | #DIV/0! | #DIV/0! |  | 54 | #DIV/0! | #DIV/0! | #DIV/0! | #DIV/0! | #DIV/0! | #DIV/0! |  | 54 | #DIV/0! | #DIV/0! | #DIV/0! | #DIV/0! | #DIV/0! | #DIV/0! |  | 54 | #DIV/0! | #DIV/0! | #DIV/0! | #DIV/0! | #DIV/0! | #DIV/0! |  | 54 | #DIV/0! | #DIV/0! | #DIV/0! | #DIV/0! | #DIV/0! | #DIV/0! |  | 54 | #DIV/0! | #DIV/0! | #DIV/0! | #DIV/0! | #DIV/0! | #DIV/0! |  | 54 | #DIV/0! | #DIV/0! | #DIV/0! | #DIV/0! | #DIV/0! | #DIV/0! |  | 54 | #DIV/0! | #DIV/0! | #DIV/0! | #DIV/0! | #DIV/0! | #DIV/0! |  | 54 | #DIV/0! | #DIV/0! | #DIV/0! | #DIV/0! | #DIV/0! | #DIV/0! |  | 54 | #DIV/0! | #DIV/0! | #DIV/0! | #DIV/0! | #DIV/0! | #DIV/0! |  | 54 | #DIV/0! | #DIV/0! | #DIV/0! | #DIV/0! | #DIV/0! | #DIV/0! |  | 54 | #DIV/0! | #DIV/0! | #DIV/0! | #DIV/0! | #DIV/0! | #DIV/0! |  | 54 | #DIV/0! | #DIV/0! | #DIV/0! | #DIV/0! | #DIV/0! | #DIV/0! |  | 54 | #DIV/0! | #DIV/0! | #DIV/0! | #DIV/0! | #DIV/0! | #DIV/0!
[55 empty] | 55 | #DIV/0! | #DIV/0! | #DIV/0! | #DIV/0! | #DIV/0! | #DIV/0! |  | 55 | #DIV/0! | #DIV/0! | #DIV/0! | #DIV/0! | #DIV/0! | #DIV/0! |  | 55 | #DIV/0! | #DIV/0! | #DIV/0! | #DIV/0! | #DIV/0! | #DIV/0! |  | 55 | #DIV/0! | #DIV/0! | #DIV/0! | #DIV/0! | #DIV/0! | #DIV/0! |  | 55 | #DIV/0! | #DIV/0! | #DIV/0! | #DIV/0! | #DIV/0! | #DIV/0! |  | 55 | #DIV/0! | #DIV/0! | #DIV/0! | #DIV/0! | #DIV/0! | #DIV/0! |  | 55 | #DIV/0! | #DIV/0! | #DIV/0! | #DIV/0! | #DIV/0! | #DIV/0! |  | 55 | #DIV/0! | #DIV/0! | #DIV/0! | #DIV/0! | #DIV/0! | #DIV/0! |  | 55 | #DIV/0! | #DIV/0! | #DIV/0! | #DIV/0! | #DIV/0! | #DIV/0! |  | 55 | #DIV/0! | #DIV/0! | #DIV/0! | #DIV/0! | #DIV/0! | #DIV/0! |  | 55 | #DIV/0! | #DIV/0! | #DIV/0! | #DIV/0! | #DIV/0! | #DIV/0! |  | 55 | #DIV/0! | #DIV/0! | #DIV/0! | #DIV/0! | #DIV/0! | #DIV/0! |  | 55 | #DIV/0! | #DIV/0! | #DIV/0! | #DIV/0! | #DIV/0! | #DIV/0! |  | 55 | #DIV/0! | #DIV/0! | #DIV/0! | #DIV/0! | #DIV/0! | #DIV/0!
[28 empty] | HEATING GHX VERTICAL OR HORIZONTAL | [26 empty] | 56 | #DIV/0! | #DIV/0! | #DIV/0! | #DIV/0! | #DIV/0! | #DIV/0! |  | 56 | #DIV/0! | #DIV/0! | #DIV/0! | #DIV/0! | #DIV/0! | #DIV/0! |  | 56 | #DIV/0! | #DIV/0! | #DIV/0! | #DIV/0! | #DIV/0! | #DIV/0! |  | 56 | #DIV/0! | #DIV/0! | #DIV/0! | #DIV/0! | #DIV/0! | #DIV/0! |  | 56 | #DIV/0! | #DIV/0! | #DIV/0! | #DIV/0! | #DIV/0! | #DIV/0! |  | 56 | #DIV/0! | #DIV/0! | #DIV/0! | #DIV/0! | #DIV/0! | #DIV/0! |  | 56 | #DIV/0! | #DIV/0! | #DIV/0! | #DIV/0! | #DIV/0! | #DIV/0! |  | 56 | #DIV/0! | #DIV/0! | #DIV/0! | #DIV/0! | #DIV/0! | #DIV/0! |  | 56 | #DIV/0! | #DIV/0! | #DIV/0! | #DIV/0! | #DIV/0! | #DIV/0! |  | 56 | #DIV/0! | #DIV/0! | #DIV/0! | #DIV/0! | #DIV/0! | #DIV/0! |  | 56 | #DIV/0! | #DIV/0! | #DIV/0! | #DIV/0! | #DIV/0! | #DIV/0! |  | 56 | #DIV/0! | #DIV/0! | #DIV/0! | #DIV/0! | #DIV/0! | #DIV/0! |  | 56 | #DIV/0! | #DIV/0! | #DIV/0! | #DIV/0! | #DIV/0! | #DIV/0! |  | 56 | #DIV/0! | #DIV/0! | #DIV/0! | #DIV/0! | #DIV/0! | #DIV/0!
[32 empty] | Ground Temp. |  |  |  | ideal | [8 empty] | GHX Vertical | month | Demand | days/m | days sum | θ_borehole | sort_Demand | sort_θ_soil | θ_soil_bin | %Demand | 57 | #DIV/0! | #DIV/0! | #DIV/0! | #DIV/0! | #DIV/0! | #DIV/0! |  | 57 | #DIV/0! | #DIV/0! | #DIV/0! | #DIV/0! | #DIV/0! | #DIV/0! |  | 57 | #DIV/0! | #DIV/0! | #DIV/0! | #DIV/0! | #DIV/0! | #DIV/0! |  | 57 | #DIV/0! | #DIV/0! | #DIV/0! | #DIV/0! | #DIV/0! | #DIV/0! |  | 57 | #DIV/0! | #DIV/0! | #DIV/0! | #DIV/0! | #DIV/0! | #DIV/0! |  | 57 | #DIV/0! | #DIV/0! | #DIV/0! | #DIV/0! | #DIV/0! | #DIV/0! |  | 57 | #DIV/0! | #DIV/0! | #DIV/0! | #DIV/0! | #DIV/0! | #DIV/0! |  | 57 | #DIV/0! | #DIV/0! | #DIV/0! | #DIV/0! | #DIV/0! | #DIV/0! |  | 57 | #DIV/0! | #DIV/0! | #DIV/0! | #DIV/0! | #DIV/0! | #DIV/0! |  | 57 | #DIV/0! | #DIV/0! | #DIV/0! | #DIV/0! | #DIV/0! | #DIV/0! |  | 57 | #DIV/0! | #DIV/0! | #DIV/0! | #DIV/0! | #DIV/0! | #DIV/0! |  | 57 | #DIV/0! | #DIV/0! | #DIV/0! | #DIV/0! | #DIV/0! | #DIV/0! |  | 57 | #DIV/0! | #DIV/0! | #DIV/0! | #DIV/0! | #DIV/0! | #DIV/0! |  | 57 | #DIV/0! | #DIV/0! | #DIV/0! | #DIV/0! | #DIV/0! | #DIV/0!
[28 empty] | time bins | t_bins with t_leist | t_bin hour | Pbin | θ_soil | θ_src_bin | Q_demand_bin | θ_src_COP | Phouse_m | θ_m+Δθ/2 | θ_snk_COP | COP | P_stor_o | Q_stor_o | Q_el_h | Q_el_st |  | analysis |  | kWh | days | days | °C | kWh | °C | °C |  | 58 | #DIV/0! | #DIV/0! | #DIV/0! | #DIV/0! | #DIV/0! | #DIV/0! |  | 58 | #DIV/0! | #DIV/0! | #DIV/0! | #DIV/0! | #DIV/0! | #DIV/0! |  | 58 | #DIV/0! | #DIV/0! | #DIV/0! | #DIV/0! | #DIV/0! | #DIV/0! |  | 58 | #DIV/0! | #DIV/0! | #DIV/0! | #DIV/0! | #DIV/0! | #DIV/0! |  | 58 | #DIV/0! | #DIV/0! | #DIV/0! | #DIV/0! | #DIV/0! | #DIV/0! |  | 58 | #DIV/0! | #DIV/0! | #DIV/0! | #DIV/0! | #DIV/0! | #DIV/0! |  | 58 | #DIV/0! | #DIV/0! | #DIV/0! | #DIV/0! | #DIV/0! | #DIV/0! |  | 58 | #DIV/0! | #DIV/0! | #DIV/0! | #DIV/0! | #DIV/0! | #DIV/0! |  | 58 | #DIV/0! | #DIV/0! | #DIV/0! | #DIV/0! | #DIV/0! | #DIV/0! |  | 58 | #DIV/0! | #DIV/0! | #DIV/0! | #DIV/0! | #DIV/0! | #DIV/0! |  | 58 | #DIV/0! | #DIV/0! | #DIV/0! | #DIV/0! | #DIV/0! | #DIV/0! |  | 58 | #DIV/0! | #DIV/0! | #DIV/0! | #DIV/0! | #DIV/0! | #DIV/0! |  | 58 | #DIV/0! | #DIV/0! | #DIV/0! | #DIV/0! | #DIV/0! | #DIV/0! |  | 58 | #DIV/0! | #DIV/0! | #DIV/0! | #DIV/0! | #DIV/0! | #DIV/0!
[28 empty] | days | days | hours | kW |  | °C | kWh | K | kW | °C | K |  | kW | kWh | kWh | kWh |  |  | 1 | 585.6448 | 31 | 15.5 | #DIV/0! | 585.6448 | #DIV/0! | #DIV/0! | 0 | 59 | #DIV/0! | #DIV/0! | #DIV/0! | #DIV/0! | #DIV/0! | #DIV/0! |  | 59 | #DIV/0! | #DIV/0! | #DIV/0! | #DIV/0! | #DIV/0! | #DIV/0! |  | 59 | #DIV/0! | #DIV/0! | #DIV/0! | #DIV/0! | #DIV/0! | #DIV/0! |  | 59 | #DIV/0! | #DIV/0! | #DIV/0! | #DIV/0! | #DIV/0! | #DIV/0! |  | 59 | #DIV/0! | #DIV/0! | #DIV/0! | #DIV/0! | #DIV/0! | #DIV/0! |  | 59 | #DIV/0! | #DIV/0! | #DIV/0! | #DIV/0! | #DIV/0! | #DIV/0! |  | 59 | #DIV/0! | #DIV/0! | #DIV/0! | #DIV/0! | #DIV/0! | #DIV/0! |  | 59 | #DIV/0! | #DIV/0! | #DIV/0! | #DIV/0! | #DIV/0! | #DIV/0! |  | 59 | #DIV/0! | #DIV/0! | #DIV/0! | #DIV/0! | #DIV/0! | #DIV/0! |  | 59 | #DIV/0! | #DIV/0! | #DIV/0! | #DIV/0! | #DIV/0! | #DIV/0! |  | 59 | #DIV/0! | #DIV/0! | #DIV/0! | #DIV/0! | #DIV/0! | #DIV/0! |  | 59 | #DIV/0! | #DIV/0! | #DIV/0! | #DIV/0! | #DIV/0! | #DIV/0! |  | 59 | #DIV/0! | #DIV/0! | #DIV/0! | #DIV/0! | #DIV/0! | #DIV/0! |  | 59 | #DIV/0! | #DIV/0! | #DIV/0! | #DIV/0! | #DIV/0! | #DIV/0!
[27 empty] | 1 | 0 | 0 | 0 | #DIV/0! | [14 empty] | 2 | 433.2558 | 28 | 45 | #DIV/0! | 580.4221 | #DIV/0! | #DIV/0! | 0 | 60 | #DIV/0! | #DIV/0! | #DIV/0! | #DIV/0! | #DIV/0! | #DIV/0! |  | 60 | #DIV/0! | #DIV/0! | #DIV/0! | #DIV/0! | #DIV/0! | #DIV/0! |  | 60 | #DIV/0! | #DIV/0! | #DIV/0! | #DIV/0! | #DIV/0! | #DIV/0! |  | 60 | #DIV/0! | #DIV/0! | #DIV/0! | #DIV/0! | #DIV/0! | #DIV/0! |  | 60 | #DIV/0! | #DIV/0! | #DIV/0! | #DIV/0! | #DIV/0! | #DIV/0! |  | 60 | #DIV/0! | #DIV/0! | #DIV/0! | #DIV/0! | #DIV/0! | #DIV/0! |  | 60 | #DIV/0! | #DIV/0! | #DIV/0! | #DIV/0! | #DIV/0! | #DIV/0! |  | 60 | #DIV/0! | #DIV/0! | #DIV/0! | #DIV/0! | #DIV/0! | #DIV/0! |  | 60 | #DIV/0! | #DIV/0! | #DIV/0! | #DIV/0! | #DIV/0! | #DIV/0! |  | 60 | #DIV/0! | #DIV/0! | #DIV/0! | #DIV/0! | #DIV/0! | #DIV/0! |  | 60 | #DIV/0! | #DIV/0! | #DIV/0! | #DIV/0! | #DIV/0! | #DIV/0! |  | 60 | #DIV/0! | #DIV/0! | #DIV/0! | #DIV/0! | #DIV/0! | #DIV/0! |  | 60 | #DIV/0! | #DIV/0! | #DIV/0! | #DIV/0! | #DIV/0! | #DIV/0! |  | 60 | #DIV/0! | #DIV/0! | #DIV/0! | #DIV/0! | #DIV/0! | #DIV/0!
[27 empty] | 2 | 0 | #DIV/0! | #DIV/0! | #DIV/0! | #DIV/0! | #DIV/0! | #DIV/0! | #DIV/0! | #DIV/0! | #DIV/0! | 334.65 | #DIV/0! | 0 | #DIV/0! | #DIV/0! | #DIV/0! |  |  | 3 | 325.3146 | 31 | 74.5 | #DIV/0! | 433.2558 | #DIV/0! | #DIV/0! | 0 | 61 | #DIV/0! | #DIV/0! | #DIV/0! | #DIV/0! | #DIV/0! | #DIV/0! |  | 61 | #DIV/0! | #DIV/0! | #DIV/0! | #DIV/0! | #DIV/0! | #DIV/0! |  | 61 | #DIV/0! | #DIV/0! | #DIV/0! | #DIV/0! | #DIV/0! | #DIV/0! |  | 61 | #DIV/0! | #DIV/0! | #DIV/0! | #DIV/0! | #DIV/0! | #DIV/0! |  | 61 | #DIV/0! | #DIV/0! | #DIV/0! | #DIV/0! | #DIV/0! | #DIV/0! |  | 61 | #DIV/0! | #DIV/0! | #DIV/0! | #DIV/0! | #DIV/0! | #DIV/0! |  | 61 | #DIV/0! | #DIV/0! | #DIV/0! | #DIV/0! | #DIV/0! | #DIV/0! |  | 61 | #DIV/0! | #DIV/0! | #DIV/0! | #DIV/0! | #DIV/0! | #DIV/0! |  | 61 | #DIV/0! | #DIV/0! | #DIV/0! | #DIV/0! | #DIV/0! | #DIV/0! |  | 61 | #DIV/0! | #DIV/0! | #DIV/0! | #DIV/0! | #DIV/0! | #DIV/0! |  | 61 | #DIV/0! | #DIV/0! | #DIV/0! | #DIV/0! | #DIV/0! | #DIV/0! |  | 61 | #DIV/0! | #DIV/0! | #DIV/0! | #DIV/0! | #DIV/0! | #DIV/0! |  | 61 | #DIV/0! | #DIV/0! | #DIV/0! | #DIV/0! | #DIV/0! | #DIV/0! |  | 61 | #DIV/0! | #DIV/0! | #DIV/0! | #DIV/0! | #DIV/0! | #DIV/0!
[27 empty] | 3 | 0 | #DIV/0! | #DIV/0! | #DIV/0! | #DIV/0! | #DIV/0! | #DIV/0! | #DIV/0! | #DIV/0! | #DIV/0! | 334.65 | #DIV/0! | 0 | #DIV/0! | #DIV/0! | #DIV/0! |  |  | 4 | 124.9385 | 30 | 105 | #DIV/0! | 379.698 | #DIV/0! |  | 0 | 62 | #DIV/0! | #DIV/0! | #DIV/0! | #DIV/0! | #DIV/0! | #DIV/0! |  | 62 | #DIV/0! | #DIV/0! | #DIV/0! | #DIV/0! | #DIV/0! | #DIV/0! |  | 62 | #DIV/0! | #DIV/0! | #DIV/0! | #DIV/0! | #DIV/0! | #DIV/0! |  | 62 | #DIV/0! | #DIV/0! | #DIV/0! | #DIV/0! | #DIV/0! | #DIV/0! |  | 62 | #DIV/0! | #DIV/0! | #DIV/0! | #DIV/0! | #DIV/0! | #DIV/0! |  | 62 | #DIV/0! | #DIV/0! | #DIV/0! | #DIV/0! | #DIV/0! | #DIV/0! |  | 62 | #DIV/0! | #DIV/0! | #DIV/0! | #DIV/0! | #DIV/0! | #DIV/0! |  | 62 | #DIV/0! | #DIV/0! | #DIV/0! | #DIV/0! | #DIV/0! | #DIV/0! |  | 62 | #DIV/0! | #DIV/0! | #DIV/0! | #DIV/0! | #DIV/0! | #DIV/0! |  | 62 | #DIV/0! | #DIV/0! | #DIV/0! | #DIV/0! | #DIV/0! | #DIV/0! |  | 62 | #DIV/0! | #DIV/0! | #DIV/0! | #DIV/0! | #DIV/0! | #DIV/0! |  | 62 | #DIV/0! | #DIV/0! | #DIV/0! | #DIV/0! | #DIV/0! | #DIV/0! |  | 62 | #DIV/0! | #DIV/0! | #DIV/0! | #DIV/0! | #DIV/0! | #DIV/0! |  | 62 | #DIV/0! | #DIV/0! | #DIV/0! | #DIV/0! | #DIV/0! | #DIV/0!
[6 empty] | results |  |  | Final |  | AIR-source |  |  |  | Ground water-source |  | vertical or horizontal GHX-source | [9 empty] | 4 | 0 | #DIV/0! | #DIV/0! | #DIV/0! | #DIV/0! | #DIV/0! | #DIV/0! | #DIV/0! | #DIV/0! | #DIV/0! | 334.65 | #DIV/0! | 0 | #DIV/0! | #DIV/0! | #DIV/0! |  |  | 5 | 7.6776 | 31 | 135.5 | #DIV/0! | 325.3146 | #DIV/0! |  | 0 | 63 | #DIV/0! | #DIV/0! | #DIV/0! | #DIV/0! | #DIV/0! | #DIV/0! |  | 63 | #DIV/0! | #DIV/0! | #DIV/0! | #DIV/0! | #DIV/0! | #DIV/0! |  | 63 | #DIV/0! | #DIV/0! | #DIV/0! | #DIV/0! | #DIV/0! | #DIV/0! |  | 63 | #DIV/0! | #DIV/0! | #DIV/0! | #DIV/0! | #DIV/0! | #DIV/0! |  | 63 | #DIV/0! | #DIV/0! | #DIV/0! | #DIV/0! | #DIV/0! | #DIV/0! |  | 63 | #DIV/0! | #DIV/0! | #DIV/0! | #DIV/0! | #DIV/0! | #DIV/0! |  | 63 | #DIV/0! | #DIV/0! | #DIV/0! | #DIV/0! | #DIV/0! | #DIV/0! |  | 63 | #DIV/0! | #DIV/0! | #DIV/0! | #DIV/0! | #DIV/0! | #DIV/0! |  | 63 | #DIV/0! | #DIV/0! | #DIV/0! | #DIV/0! | #DIV/0! | #DIV/0! |  | 63 | #DIV/0! | #DIV/0! | #DIV/0! | #DIV/0! | #DIV/0! | #DIV/0! |  | 63 | #DIV/0! | #DIV/0! | #DIV/0! | #DIV/0! | #DIV/0! | #DIV/0! |  | 63 | #DIV/0! | #DIV/0! | #DIV/0! | #DIV/0! | #DIV/0! | #DIV/0! |  | 63 | #DIV/0! | #DIV/0! | #DIV/0! | #DIV/0! | #DIV/0! | #DIV/0! |  | 63 | #DIV/0! | #DIV/0! | #DIV/0! | #DIV/0! | #DIV/0! | #DIV/0!
|  |  |  | HEATING | Heat Supplied by Direct Electricity |  | QE,dir |  | 0 | kWh/a | 0 | kWh/a |  |  | 0 | kWh/a | 0 | kWh/a | [8 empty] | 5 | 0 | #DIV/0! | #DIV/0! | #DIV/0! | #DIV/0! | #DIV/0! | #DIV/0! | #DIV/0! | #DIV/0! | #DIV/0! | 334.65 | 1 | 0 | #DIV/0! | #DIV/0! | #DIV/0! |  |  | 6 | 0.066996 | 30 | 166 | #DIV/0! | 124.9385 | #DIV/0! |  | 0 | 64 | #DIV/0! | #DIV/0! | #DIV/0! | #DIV/0! | #DIV/0! | #DIV/0! |  | 64 | #DIV/0! | #DIV/0! | #DIV/0! | #DIV/0! | #DIV/0! | #DIV/0! |  | 64 | #DIV/0! | #DIV/0! | #DIV/0! | #DIV/0! | #DIV/0! | #DIV/0! |  | 64 | #DIV/0! | #DIV/0! | #DIV/0! | #DIV/0! | #DIV/0! | #DIV/0! |  | 64 | #DIV/0! | #DIV/0! | #DIV/0! | #DIV/0! | #DIV/0! | #DIV/0! |  | 64 | #DIV/0! | #DIV/0! | #DIV/0! | #DIV/0! | #DIV/0! | #DIV/0! |  | 64 | #DIV/0! | #DIV/0! | #DIV/0! | #DIV/0! | #DIV/0! | #DIV/0! |  | 64 | #DIV/0! | #DIV/0! | #DIV/0! | #DIV/0! | #DIV/0! | #DIV/0! |  | 64 | #DIV/0! | #DIV/0! | #DIV/0! | #DIV/0! | #DIV/0! | #DIV/0! |  | 64 | #DIV/0! | #DIV/0! | #DIV/0! | #DIV/0! | #DIV/0! | #DIV/0! |  | 64 | #DIV/0! | #DIV/0! | #DIV/0! | #DIV/0! | #DIV/0! | #DIV/0! |  | 64 | #DIV/0! | #DIV/0! | #DIV/0! | #DIV/0! | #DIV/0! | #DIV/0! |  | 64 | #DIV/0! | #DIV/0! | #DIV/0! | #DIV/0! | #DIV/0! | #DIV/0! |  | 64 | #DIV/0! | #DIV/0! | #DIV/0! | #DIV/0! | #DIV/0! | #DIV/0!
[5 empty] | Space Heat Supplied by HP |  | QHP,Heating |  | 0 | kWh/a | 0 | kWh/a |  |  | 0 | kWh/a | 0 | kWh/a | [27 empty] | 7 | 0.00046392 | 31 | 196.5 | #DIV/0! | 105.2418 | #DIV/0! |  | 0 | 65 | #DIV/0! | #DIV/0! | #DIV/0! | #DIV/0! | #DIV/0! | #DIV/0! |  | 65 | #DIV/0! | #DIV/0! | #DIV/0! | #DIV/0! | #DIV/0! | #DIV/0! |  | 65 | #DIV/0! | #DIV/0! | #DIV/0! | #DIV/0! | #DIV/0! | #DIV/0! |  | 65 | #DIV/0! | #DIV/0! | #DIV/0! | #DIV/0! | #DIV/0! | #DIV/0! |  | 65 | #DIV/0! | #DIV/0! | #DIV/0! | #DIV/0! | #DIV/0! | #DIV/0! |  | 65 | #DIV/0! | #DIV/0! | #DIV/0! | #DIV/0! | #DIV/0! | #DIV/0! |  | 65 | #DIV/0! | #DIV/0! | #DIV/0! | #DIV/0! | #DIV/0! | #DIV/0! |  | 65 | #DIV/0! | #DIV/0! | #DIV/0! | #DIV/0! | #DIV/0! | #DIV/0! |  | 65 | #DIV/0! | #DIV/0! | #DIV/0! | #DIV/0! | #DIV/0! | #DIV/0! |  | 65 | #DIV/0! | #DIV/0! | #DIV/0! | #DIV/0! | #DIV/0! | #DIV/0! |  | 65 | #DIV/0! | #DIV/0! | #DIV/0! | #DIV/0! | #DIV/0! | #DIV/0! |  | 65 | #DIV/0! | #DIV/0! | #DIV/0! | #DIV/0! | #DIV/0! | #DIV/0! |  | 65 | #DIV/0! | #DIV/0! | #DIV/0! | #DIV/0! | #DIV/0! | #DIV/0! |  | 65 | #DIV/0! | #DIV/0! | #DIV/0! | #DIV/0! | #DIV/0! | #DIV/0!
[5 empty] | Space Heat Supplied by HP without losses |  | QHP,Heating |  | 0 | kWh/a | 0 | kWh/a |  |  | 0 | kWh/a | 0 | kWh/a | [9 empty] | Total: | [5 empty] | #DIV/0! | [6 empty] | #DIV/0! |  |  |  |  | 8 | 4.0255e-05 | 31 | 227.5 | #DIV/0! | 7.6776 | #DIV/0! |  | 0 | 66 | #DIV/0! | #DIV/0! | #DIV/0! | #DIV/0! | #DIV/0! | #DIV/0! |  | 66 | #DIV/0! | #DIV/0! | #DIV/0! | #DIV/0! | #DIV/0! | #DIV/0! |  | 66 | #DIV/0! | #DIV/0! | #DIV/0! | #DIV/0! | #DIV/0! | #DIV/0! |  | 66 | #DIV/0! | #DIV/0! | #DIV/0! | #DIV/0! | #DIV/0! | #DIV/0! |  | 66 | #DIV/0! | #DIV/0! | #DIV/0! | #DIV/0! | #DIV/0! | #DIV/0! |  | 66 | #DIV/0! | #DIV/0! | #DIV/0! | #DIV/0! | #DIV/0! | #DIV/0! |  | 66 | #DIV/0! | #DIV/0! | #DIV/0! | #DIV/0! | #DIV/0! | #DIV/0! |  | 66 | #DIV/0! | #DIV/0! | #DIV/0! | #DIV/0! | #DIV/0! | #DIV/0! |  | 66 | #DIV/0! | #DIV/0! | #DIV/0! | #DIV/0! | #DIV/0! | #DIV/0! |  | 66 | #DIV/0! | #DIV/0! | #DIV/0! | #DIV/0! | #DIV/0! | #DIV/0! |  | 66 | #DIV/0! | #DIV/0! | #DIV/0! | #DIV/0! | #DIV/0! | #DIV/0! |  | 66 | #DIV/0! | #DIV/0! | #DIV/0! | #DIV/0! | #DIV/0! | #DIV/0! |  | 66 | #DIV/0! | #DIV/0! | #DIV/0! | #DIV/0! | #DIV/0! | #DIV/0! |  | 66 | #DIV/0! | #DIV/0! | #DIV/0! | #DIV/0! | #DIV/0! | #DIV/0!
[5 empty] | Electrical consumption of hp |  | QelHP,Heating |  |  | kWh/a |  | kWh/a |  |  |  | kWh/a |  | kWh/a | [27 empty] | 9 | 0.52408 | 30 | 258 | #DIV/0! | 0.52408 | #DIV/0! |  | 0 | 67 | #DIV/0! | #DIV/0! | #DIV/0! | #DIV/0! | #DIV/0! | #DIV/0! |  | 67 | #DIV/0! | #DIV/0! | #DIV/0! | #DIV/0! | #DIV/0! | #DIV/0! |  | 67 | #DIV/0! | #DIV/0! | #DIV/0! | #DIV/0! | #DIV/0! | #DIV/0! |  | 67 | #DIV/0! | #DIV/0! | #DIV/0! | #DIV/0! | #DIV/0! | #DIV/0! |  | 67 | #DIV/0! | #DIV/0! | #DIV/0! | #DIV/0! | #DIV/0! | #DIV/0! |  | 67 | #DIV/0! | #DIV/0! | #DIV/0! | #DIV/0! | #DIV/0! | #DIV/0! |  | 67 | #DIV/0! | #DIV/0! | #DIV/0! | #DIV/0! | #DIV/0! | #DIV/0! |  | 67 | #DIV/0! | #DIV/0! | #DIV/0! | #DIV/0! | #DIV/0! | #DIV/0! |  | 67 | #DIV/0! | #DIV/0! | #DIV/0! | #DIV/0! | #DIV/0! | #DIV/0! |  | 67 | #DIV/0! | #DIV/0! | #DIV/0! | #DIV/0! | #DIV/0! | #DIV/0! |  | 67 | #DIV/0! | #DIV/0! | #DIV/0! | #DIV/0! | #DIV/0! | #DIV/0! |  | 67 | #DIV/0! | #DIV/0! | #DIV/0! | #DIV/0! | #DIV/0! | #DIV/0! |  | 67 | #DIV/0! | #DIV/0! | #DIV/0! | #DIV/0! | #DIV/0! | #DIV/0! |  | 67 | #DIV/0! | #DIV/0! | #DIV/0! | #DIV/0! | #DIV/0! | #DIV/0!
[46 empty] | 10 | 105.2418 | 31 | 288.5 | #DIV/0! | 0.066996 | #DIV/0! | θ_summer | 0 | 68 | #DIV/0! | #DIV/0! | #DIV/0! | #DIV/0! | #DIV/0! | #DIV/0! |  | 68 | #DIV/0! | #DIV/0! | #DIV/0! | #DIV/0! | #DIV/0! | #DIV/0! |  | 68 | #DIV/0! | #DIV/0! | #DIV/0! | #DIV/0! | #DIV/0! | #DIV/0! |  | 68 | #DIV/0! | #DIV/0! | #DIV/0! | #DIV/0! | #DIV/0! | #DIV/0! |  | 68 | #DIV/0! | #DIV/0! | #DIV/0! | #DIV/0! | #DIV/0! | #DIV/0! |  | 68 | #DIV/0! | #DIV/0! | #DIV/0! | #DIV/0! | #DIV/0! | #DIV/0! |  | 68 | #DIV/0! | #DIV/0! | #DIV/0! | #DIV/0! | #DIV/0! | #DIV/0! |  | 68 | #DIV/0! | #DIV/0! | #DIV/0! | #DIV/0! | #DIV/0! | #DIV/0! |  | 68 | #DIV/0! | #DIV/0! | #DIV/0! | #DIV/0! | #DIV/0! | #DIV/0! |  | 68 | #DIV/0! | #DIV/0! | #DIV/0! | #DIV/0! | #DIV/0! | #DIV/0! |  | 68 | #DIV/0! | #DIV/0! | #DIV/0! | #DIV/0! | #DIV/0! | #DIV/0! |  | 68 | #DIV/0! | #DIV/0! | #DIV/0! | #DIV/0! | #DIV/0! | #DIV/0! |  | 68 | #DIV/0! | #DIV/0! | #DIV/0! | #DIV/0! | #DIV/0! | #DIV/0! |  | 68 | #DIV/0! | #DIV/0! | #DIV/0! | #DIV/0! | #DIV/0! | #DIV/0!
|  |  |  | DHW | Heat Supplied by Direct Electricity |  | QE,dir |  | 0 | kWh/a | 0 | kWh/a |  |  | 0 | kWh/a | 0 | kWh/a | [9 empty] | DHW GHX VERTICAL OR HORIZONTAL | [17 empty] | 11 | 379.698 | 30 | 319 | #DIV/0! | 0.00046392 | #DIV/0! | °C | 0 | 69 | #DIV/0! | #DIV/0! | #DIV/0! | #DIV/0! | #DIV/0! | #DIV/0! |  | 69 | #DIV/0! | #DIV/0! | #DIV/0! | #DIV/0! | #DIV/0! | #DIV/0! |  | 69 | #DIV/0! | #DIV/0! | #DIV/0! | #DIV/0! | #DIV/0! | #DIV/0! |  | 69 | #DIV/0! | #DIV/0! | #DIV/0! | #DIV/0! | #DIV/0! | #DIV/0! |  | 69 | #DIV/0! | #DIV/0! | #DIV/0! | #DIV/0! | #DIV/0! | #DIV/0! |  | 69 | #DIV/0! | #DIV/0! | #DIV/0! | #DIV/0! | #DIV/0! | #DIV/0! |  | 69 | #DIV/0! | #DIV/0! | #DIV/0! | #DIV/0! | #DIV/0! | #DIV/0! |  | 69 | #DIV/0! | #DIV/0! | #DIV/0! | #DIV/0! | #DIV/0! | #DIV/0! |  | 69 | #DIV/0! | #DIV/0! | #DIV/0! | #DIV/0! | #DIV/0! | #DIV/0! |  | 69 | #DIV/0! | #DIV/0! | #DIV/0! | #DIV/0! | #DIV/0! | #DIV/0! |  | 69 | #DIV/0! | #DIV/0! | #DIV/0! | #DIV/0! | #DIV/0! | #DIV/0! |  | 69 | #DIV/0! | #DIV/0! | #DIV/0! | #DIV/0! | #DIV/0! | #DIV/0! |  | 69 | #DIV/0! | #DIV/0! | #DIV/0! | #DIV/0! | #DIV/0! | #DIV/0! |  | 69 | #DIV/0! | #DIV/0! | #DIV/0! | #DIV/0! | #DIV/0! | #DIV/0!
[5 empty] | DHW Supplied by HP in winter |  | QHP,DHW,Winter |  | 0 | kWh/a | 0 | kWh/a |  |  | 0 | kWh/a | 0 | kWh/a | [13 empty] | Groud Temp. | [13 empty] | 12 | 580.4221 | 31 | 349.5 | #DIV/0! | 4.0255e-05 | #DIV/0! | #DIV/0! | 0 | 70 | #DIV/0! | #DIV/0! | #DIV/0! | #DIV/0! | #DIV/0! | #DIV/0! |  | 70 | #DIV/0! | #DIV/0! | #DIV/0! | #DIV/0! | #DIV/0! | #DIV/0! |  | 70 | #DIV/0! | #DIV/0! | #DIV/0! | #DIV/0! | #DIV/0! | #DIV/0! |  | 70 | #DIV/0! | #DIV/0! | #DIV/0! | #DIV/0! | #DIV/0! | #DIV/0! |  | 70 | #DIV/0! | #DIV/0! | #DIV/0! | #DIV/0! | #DIV/0! | #DIV/0! |  | 70 | #DIV/0! | #DIV/0! | #DIV/0! | #DIV/0! | #DIV/0! | #DIV/0! |  | 70 | #DIV/0! | #DIV/0! | #DIV/0! | #DIV/0! | #DIV/0! | #DIV/0! |  | 70 | #DIV/0! | #DIV/0! | #DIV/0! | #DIV/0! | #DIV/0! | #DIV/0! |  | 70 | #DIV/0! | #DIV/0! | #DIV/0! | #DIV/0! | #DIV/0! | #DIV/0! |  | 70 | #DIV/0! | #DIV/0! | #DIV/0! | #DIV/0! | #DIV/0! | #DIV/0! |  | 70 | #DIV/0! | #DIV/0! | #DIV/0! | #DIV/0! | #DIV/0! | #DIV/0! |  | 70 | #DIV/0! | #DIV/0! | #DIV/0! | #DIV/0! | #DIV/0! | #DIV/0! |  | 70 | #DIV/0! | #DIV/0! | #DIV/0! | #DIV/0! | #DIV/0! | #DIV/0! |  | 70 | #DIV/0! | #DIV/0! | #DIV/0! | #DIV/0! | #DIV/0! | #DIV/0!
[5 empty] | DHW Supplied by HP in summer |  | QHP,DHW,Summer |  | 0 | kWh/a | 0 | kWh/a |  |  | 0 | kWh/a | 0 | kWh/a | [9 empty] | time bins | t_bins with t_leist | t_bin hour | Pbin | θ_soil | θ_src_bin | Psolar_bin | Qsolar | Q_bin-Qsol | Q_dhw_bin | θ_src_COP | θ_snk_COP | COP | Q_el_h | P_summer | COP_summer |  | Total: |  | 2542.7847 | [6 empty] | 0 | 71 | #DIV/0! | #DIV/0! | #DIV/0! | #DIV/0! | #DIV/0! | #DIV/0! |  | 71 | #DIV/0! | #DIV/0! | #DIV/0! | #DIV/0! | #DIV/0! | #DIV/0! |  | 71 | #DIV/0! | #DIV/0! | #DIV/0! | #DIV/0! | #DIV/0! | #DIV/0! |  | 71 | #DIV/0! | #DIV/0! | #DIV/0! | #DIV/0! | #DIV/0! | #DIV/0! |  | 71 | #DIV/0! | #DIV/0! | #DIV/0! | #DIV/0! | #DIV/0! | #DIV/0! |  | 71 | #DIV/0! | #DIV/0! | #DIV/0! | #DIV/0! | #DIV/0! | #DIV/0! |  | 71 | #DIV/0! | #DIV/0! | #DIV/0! | #DIV/0! | #DIV/0! | #DIV/0! |  | 71 | #DIV/0! | #DIV/0! | #DIV/0! | #DIV/0! | #DIV/0! | #DIV/0! |  | 71 | #DIV/0! | #DIV/0! | #DIV/0! | #DIV/0! | #DIV/0! | #DIV/0! |  | 71 | #DIV/0! | #DIV/0! | #DIV/0! | #DIV/0! | #DIV/0! | #DIV/0! |  | 71 | #DIV/0! | #DIV/0! | #DIV/0! | #DIV/0! | #DIV/0! | #DIV/0! |  | 71 | #DIV/0! | #DIV/0! | #DIV/0! | #DIV/0! | #DIV/0! | #DIV/0! |  | 71 | #DIV/0! | #DIV/0! | #DIV/0! | #DIV/0! | #DIV/0! | #DIV/0! |  | 71 | #DIV/0! | #DIV/0! | #DIV/0! | #DIV/0! | #DIV/0! | #DIV/0!
[5 empty] | DHW Supplied by HP in winter (without storage losses) |  | QHP,DHW,Winter |  | 0 | kWh/a | 0 | kWh/a |  |  | 0 | kWh/a | 0 | kWh/a | [9 empty] | days | days | hours | kW |  | °C | kW | kWh | kWh | kWh | K | K |  | kWh | [13 empty] | 72 | #DIV/0! | #DIV/0! | #DIV/0! | #DIV/0! | #DIV/0! | #DIV/0! |  | 72 | #DIV/0! | #DIV/0! | #DIV/0! | #DIV/0! | #DIV/0! | #DIV/0! |  | 72 | #DIV/0! | #DIV/0! | #DIV/0! | #DIV/0! | #DIV/0! | #DIV/0! |  | 72 | #DIV/0! | #DIV/0! | #DIV/0! | #DIV/0! | #DIV/0! | #DIV/0! |  | 72 | #DIV/0! | #DIV/0! | #DIV/0! | #DIV/0! | #DIV/0! | #DIV/0! |  | 72 | #DIV/0! | #DIV/0! | #DIV/0! | #DIV/0! | #DIV/0! | #DIV/0! |  | 72 | #DIV/0! | #DIV/0! | #DIV/0! | #DIV/0! | #DIV/0! | #DIV/0! |  | 72 | #DIV/0! | #DIV/0! | #DIV/0! | #DIV/0! | #DIV/0! | #DIV/0! |  | 72 | #DIV/0! | #DIV/0! | #DIV/0! | #DIV/0! | #DIV/0! | #DIV/0! |  | 72 | #DIV/0! | #DIV/0! | #DIV/0! | #DIV/0! | #DIV/0! | #DIV/0! |  | 72 | #DIV/0! | #DIV/0! | #DIV/0! | #DIV/0! | #DIV/0! | #DIV/0! |  | 72 | #DIV/0! | #DIV/0! | #DIV/0! | #DIV/0! | #DIV/0! | #DIV/0! |  | 72 | #DIV/0! | #DIV/0! | #DIV/0! | #DIV/0! | #DIV/0! | #DIV/0! |  | 72 | #DIV/0! | #DIV/0! | #DIV/0! | #DIV/0! | #DIV/0! | #DIV/0!
[5 empty] | DHW Supplied by HP in summer (without storage losses) |  | QHP,DHW,Summer |  | 0 | kWh/a | 0 | kWh/a |  |  | 0 | kWh/a | 0 | kWh/a | [8 empty] | 1 | 0 | 0 | 0 | #DIV/0! |  |  | 0 | [20 empty] | 73 | #DIV/0! | #DIV/0! | #DIV/0! | #DIV/0! | #DIV/0! | #DIV/0! |  | 73 | #DIV/0! | #DIV/0! | #DIV/0! | #DIV/0! | #DIV/0! | #DIV/0! |  | 73 | #DIV/0! | #DIV/0! | #DIV/0! | #DIV/0! | #DIV/0! | #DIV/0! |  | 73 | #DIV/0! | #DIV/0! | #DIV/0! | #DIV/0! | #DIV/0! | #DIV/0! |  | 73 | #DIV/0! | #DIV/0! | #DIV/0! | #DIV/0! | #DIV/0! | #DIV/0! |  | 73 | #DIV/0! | #DIV/0! | #DIV/0! | #DIV/0! | #DIV/0! | #DIV/0! |  | 73 | #DIV/0! | #DIV/0! | #DIV/0! | #DIV/0! | #DIV/0! | #DIV/0! |  | 73 | #DIV/0! | #DIV/0! | #DIV/0! | #DIV/0! | #DIV/0! | #DIV/0! |  | 73 | #DIV/0! | #DIV/0! | #DIV/0! | #DIV/0! | #DIV/0! | #DIV/0! |  | 73 | #DIV/0! | #DIV/0! | #DIV/0! | #DIV/0! | #DIV/0! | #DIV/0! |  | 73 | #DIV/0! | #DIV/0! | #DIV/0! | #DIV/0! | #DIV/0! | #DIV/0! |  | 73 | #DIV/0! | #DIV/0! | #DIV/0! | #DIV/0! | #DIV/0! | #DIV/0! |  | 73 | #DIV/0! | #DIV/0! | #DIV/0! | #DIV/0! | #DIV/0! | #DIV/0! |  | 73 | #DIV/0! | #DIV/0! | #DIV/0! | #DIV/0! | #DIV/0! | #DIV/0!
[5 empty] | Electrical energy of HP for DHW winter |  | Q_el_winter |  |  | kWh/a |  | kWh/a |  |  |  | kWh/a |  | kWh/a | [8 empty] | 2 | 42.635 | #DIV/0! | #DIV/0! | #DIV/0! | #DIV/0! | #DIV/0! | 0 | #DIV/0! | #DIV/0! | #DIV/0! | #DIV/0! | 334.65 | #DIV/0! | #DIV/0! | [13 empty] | 74 | #DIV/0! | #DIV/0! | #DIV/0! | #DIV/0! | #DIV/0! | #DIV/0! |  | 74 | #DIV/0! | #DIV/0! | #DIV/0! | #DIV/0! | #DIV/0! | #DIV/0! |  | 74 | #DIV/0! | #DIV/0! | #DIV/0! | #DIV/0! | #DIV/0! | #DIV/0! |  | 74 | #DIV/0! | #DIV/0! | #DIV/0! | #DIV/0! | #DIV/0! | #DIV/0! |  | 74 | #DIV/0! | #DIV/0! | #DIV/0! | #DIV/0! | #DIV/0! | #DIV/0! |  | 74 | #DIV/0! | #DIV/0! | #DIV/0! | #DIV/0! | #DIV/0! | #DIV/0! |  | 74 | #DIV/0! | #DIV/0! | #DIV/0! | #DIV/0! | #DIV/0! | #DIV/0! |  | 74 | #DIV/0! | #DIV/0! | #DIV/0! | #DIV/0! | #DIV/0! | #DIV/0! |  | 74 | #DIV/0! | #DIV/0! | #DIV/0! | #DIV/0! | #DIV/0! | #DIV/0! |  | 74 | #DIV/0! | #DIV/0! | #DIV/0! | #DIV/0! | #DIV/0! | #DIV/0! |  | 74 | #DIV/0! | #DIV/0! | #DIV/0! | #DIV/0! | #DIV/0! | #DIV/0! |  | 74 | #DIV/0! | #DIV/0! | #DIV/0! | #DIV/0! | #DIV/0! | #DIV/0! |  | 74 | #DIV/0! | #DIV/0! | #DIV/0! | #DIV/0! | #DIV/0! | #DIV/0! |  | 74 | #DIV/0! | #DIV/0! | #DIV/0! | #DIV/0! | #DIV/0! | #DIV/0!
[5 empty] | Electrical energy of HP for DHW summer |  | Q_el_summer |  |  | kWh/a |  | kWh/a |  |  |  | kWh/a |  | kWh/a | [8 empty] | 3 | 85.27 | #DIV/0! | #DIV/0! | #DIV/0! | #DIV/0! | #DIV/0! | 0 | #DIV/0! | #DIV/0! | #DIV/0! | #DIV/0! | 334.65 | #DIV/0! | #DIV/0! | [13 empty] | 75 | #DIV/0! | #DIV/0! | #DIV/0! | #DIV/0! | #DIV/0! | #DIV/0! |  | 75 | #DIV/0! | #DIV/0! | #DIV/0! | #DIV/0! | #DIV/0! | #DIV/0! |  | 75 | #DIV/0! | #DIV/0! | #DIV/0! | #DIV/0! | #DIV/0! | #DIV/0! |  | 75 | #DIV/0! | #DIV/0! | #DIV/0! | #DIV/0! | #DIV/0! | #DIV/0! |  | 75 | #DIV/0! | #DIV/0! | #DIV/0! | #DIV/0! | #DIV/0! | #DIV/0! |  | 75 | #DIV/0! | #DIV/0! | #DIV/0! | #DIV/0! | #DIV/0! | #DIV/0! |  | 75 | #DIV/0! | #DIV/0! | #DIV/0! | #DIV/0! | #DIV/0! | #DIV/0! |  | 75 | #DIV/0! | #DIV/0! | #DIV/0! | #DIV/0! | #DIV/0! | #DIV/0! |  | 75 | #DIV/0! | #DIV/0! | #DIV/0! | #DIV/0! | #DIV/0! | #DIV/0! |  | 75 | #DIV/0! | #DIV/0! | #DIV/0! | #DIV/0! | #DIV/0! | #DIV/0! |  | 75 | #DIV/0! | #DIV/0! | #DIV/0! | #DIV/0! | #DIV/0! | #DIV/0! |  | 75 | #DIV/0! | #DIV/0! | #DIV/0! | #DIV/0! | #DIV/0! | #DIV/0! |  | 75 | #DIV/0! | #DIV/0! | #DIV/0! | #DIV/0! | #DIV/0! | #DIV/0! |  | 75 | #DIV/0! | #DIV/0! | #DIV/0! | #DIV/0! | #DIV/0! | #DIV/0!
[5 empty] | Electrical consumption of hp |  | QelHP,DHW |  |  | kWh/a |  | kWh/a |  |  |  | kWh/a |  | kWh/a | [8 empty] | 4 | 127.905 | #DIV/0! | #DIV/0! | #DIV/0! | #DIV/0! | #DIV/0! | 0 | #DIV/0! | #DIV/0! | #DIV/0! | #DIV/0! | 334.65 | #DIV/0! | #DIV/0! | [13 empty] | 76 | #DIV/0! | #DIV/0! | #DIV/0! | #DIV/0! | #DIV/0! | #DIV/0! |  | 76 | #DIV/0! | #DIV/0! | #DIV/0! | #DIV/0! | #DIV/0! | #DIV/0! |  | 76 | #DIV/0! | #DIV/0! | #DIV/0! | #DIV/0! | #DIV/0! | #DIV/0! |  | 76 | #DIV/0! | #DIV/0! | #DIV/0! | #DIV/0! | #DIV/0! | #DIV/0! |  | 76 | #DIV/0! | #DIV/0! | #DIV/0! | #DIV/0! | #DIV/0! | #DIV/0! |  | 76 | #DIV/0! | #DIV/0! | #DIV/0! | #DIV/0! | #DIV/0! | #DIV/0! |  | 76 | #DIV/0! | #DIV/0! | #DIV/0! | #DIV/0! | #DIV/0! | #DIV/0! |  | 76 | #DIV/0! | #DIV/0! | #DIV/0! | #DIV/0! | #DIV/0! | #DIV/0! |  | 76 | #DIV/0! | #DIV/0! | #DIV/0! | #DIV/0! | #DIV/0! | #DIV/0! |  | 76 | #DIV/0! | #DIV/0! | #DIV/0! | #DIV/0! | #DIV/0! | #DIV/0! |  | 76 | #DIV/0! | #DIV/0! | #DIV/0! | #DIV/0! | #DIV/0! | #DIV/0! |  | 76 | #DIV/0! | #DIV/0! | #DIV/0! | #DIV/0! | #DIV/0! | #DIV/0! |  | 76 | #DIV/0! | #DIV/0! | #DIV/0! | #DIV/0! | #DIV/0! | #DIV/0! |  | 76 | #DIV/0! | #DIV/0! | #DIV/0! | #DIV/0! | #DIV/0! | #DIV/0!
[27 empty] | 5 | 170.54 | #DIV/0! | #DIV/0! | #DIV/0! | #DIV/0! | #DIV/0! | 0 | #DIV/0! | #DIV/0! | #DIV/0! | #DIV/0! | 334.65 | 1 | #DIV/0! | [13 empty] | 77 | #DIV/0! | #DIV/0! | #DIV/0! | #DIV/0! | #DIV/0! | #DIV/0! |  | 77 | #DIV/0! | #DIV/0! | #DIV/0! | #DIV/0! | #DIV/0! | #DIV/0! |  | 77 | #DIV/0! | #DIV/0! | #DIV/0! | #DIV/0! | #DIV/0! | #DIV/0! |  | 77 | #DIV/0! | #DIV/0! | #DIV/0! | #DIV/0! | #DIV/0! | #DIV/0! |  | 77 | #DIV/0! | #DIV/0! | #DIV/0! | #DIV/0! | #DIV/0! | #DIV/0! |  | 77 | #DIV/0! | #DIV/0! | #DIV/0! | #DIV/0! | #DIV/0! | #DIV/0! |  | 77 | #DIV/0! | #DIV/0! | #DIV/0! | #DIV/0! | #DIV/0! | #DIV/0! |  | 77 | #DIV/0! | #DIV/0! | #DIV/0! | #DIV/0! | #DIV/0! | #DIV/0! |  | 77 | #DIV/0! | #DIV/0! | #DIV/0! | #DIV/0! | #DIV/0! | #DIV/0! |  | 77 | #DIV/0! | #DIV/0! | #DIV/0! | #DIV/0! | #DIV/0! | #DIV/0! |  | 77 | #DIV/0! | #DIV/0! | #DIV/0! | #DIV/0! | #DIV/0! | #DIV/0! |  | 77 | #DIV/0! | #DIV/0! | #DIV/0! | #DIV/0! | #DIV/0! | #DIV/0! |  | 77 | #DIV/0! | #DIV/0! | #DIV/0! | #DIV/0! | #DIV/0! | #DIV/0! |  | 77 | #DIV/0! | #DIV/0! | #DIV/0! | #DIV/0! | #DIV/0! | #DIV/0!
|  |  |  | Heating & DHW | Energy Supplied by Direct Electricity |  | QE,dir |  | 0 | kWh/a | 0 | kWh/a |  |  | 0 | kWh/a | 0 | kWh/a | [36 empty] | 78 | #DIV/0! | #DIV/0! | #DIV/0! | #DIV/0! | #DIV/0! | #DIV/0! |  | 78 | #DIV/0! | #DIV/0! | #DIV/0! | #DIV/0! | #DIV/0! | #DIV/0! |  | 78 | #DIV/0! | #DIV/0! | #DIV/0! | #DIV/0! | #DIV/0! | #DIV/0! |  | 78 | #DIV/0! | #DIV/0! | #DIV/0! | #DIV/0! | #DIV/0! | #DIV/0! |  | 78 | #DIV/0! | #DIV/0! | #DIV/0! | #DIV/0! | #DIV/0! | #DIV/0! |  | 78 | #DIV/0! | #DIV/0! | #DIV/0! | #DIV/0! | #DIV/0! | #DIV/0! |  | 78 | #DIV/0! | #DIV/0! | #DIV/0! | #DIV/0! | #DIV/0! | #DIV/0! |  | 78 | #DIV/0! | #DIV/0! | #DIV/0! | #DIV/0! | #DIV/0! | #DIV/0! |  | 78 | #DIV/0! | #DIV/0! | #DIV/0! | #DIV/0! | #DIV/0! | #DIV/0! |  | 78 | #DIV/0! | #DIV/0! | #DIV/0! | #DIV/0! | #DIV/0! | #DIV/0! |  | 78 | #DIV/0! | #DIV/0! | #DIV/0! | #DIV/0! | #DIV/0! | #DIV/0! |  | 78 | #DIV/0! | #DIV/0! | #DIV/0! | #DIV/0! | #DIV/0! | #DIV/0! |  | 78 | #DIV/0! | #DIV/0! | #DIV/0! | #DIV/0! | #DIV/0! | #DIV/0! |  | 78 | #DIV/0! | #DIV/0! | #DIV/0! | #DIV/0! | #DIV/0! | #DIV/0!
[5 empty] | Space Heat Supplied by HP |  | QHP,Heating |  | 0 | kWh/a | 0 | kWh/a |  |  | 0 | kWh/a | 0 | kWh/a | [9 empty] | Total: | [6 empty] | #DIV/0! |  | #DIV/0! |  |  |  |  | #DIV/0! | #DIV/0! | [11 empty] | 79 | #DIV/0! | #DIV/0! | #DIV/0! | #DIV/0! | #DIV/0! | #DIV/0! |  | 79 | #DIV/0! | #DIV/0! | #DIV/0! | #DIV/0! | #DIV/0! | #DIV/0! |  | 79 | #DIV/0! | #DIV/0! | #DIV/0! | #DIV/0! | #DIV/0! | #DIV/0! |  | 79 | #DIV/0! | #DIV/0! | #DIV/0! | #DIV/0! | #DIV/0! | #DIV/0! |  | 79 | #DIV/0! | #DIV/0! | #DIV/0! | #DIV/0! | #DIV/0! | #DIV/0! |  | 79 | #DIV/0! | #DIV/0! | #DIV/0! | #DIV/0! | #DIV/0! | #DIV/0! |  | 79 | #DIV/0! | #DIV/0! | #DIV/0! | #DIV/0! | #DIV/0! | #DIV/0! |  | 79 | #DIV/0! | #DIV/0! | #DIV/0! | #DIV/0! | #DIV/0! | #DIV/0! |  | 79 | #DIV/0! | #DIV/0! | #DIV/0! | #DIV/0! | #DIV/0! | #DIV/0! |  | 79 | #DIV/0! | #DIV/0! | #DIV/0! | #DIV/0! | #DIV/0! | #DIV/0! |  | 79 | #DIV/0! | #DIV/0! | #DIV/0! | #DIV/0! | #DIV/0! | #DIV/0! |  | 79 | #DIV/0! | #DIV/0! | #DIV/0! | #DIV/0! | #DIV/0! | #DIV/0! |  | 79 | #DIV/0! | #DIV/0! | #DIV/0! | #DIV/0! | #DIV/0! | #DIV/0! |  | 79 | #DIV/0! | #DIV/0! | #DIV/0! | #DIV/0! | #DIV/0! | #DIV/0!
[5 empty] | Space Heat Supplied by HP without losses |  | QHP,Heating |  | 0 | kWh/a | 0 | kWh/a |  |  | 0 | kWh/a | 0 | kWh/a | [36 empty] | 80 | #DIV/0! | #DIV/0! | #DIV/0! | #DIV/0! | #DIV/0! | #DIV/0! |  | 80 | #DIV/0! | #DIV/0! | #DIV/0! | #DIV/0! | #DIV/0! | #DIV/0! |  | 80 | #DIV/0! | #DIV/0! | #DIV/0! | #DIV/0! | #DIV/0! | #DIV/0! |  | 80 | #DIV/0! | #DIV/0! | #DIV/0! | #DIV/0! | #DIV/0! | #DIV/0! |  | 80 | #DIV/0! | #DIV/0! | #DIV/0! | #DIV/0! | #DIV/0! | #DIV/0! |  | 80 | #DIV/0! | #DIV/0! | #DIV/0! | #DIV/0! | #DIV/0! | #DIV/0! |  | 80 | #DIV/0! | #DIV/0! | #DIV/0! | #DIV/0! | #DIV/0! | #DIV/0! |  | 80 | #DIV/0! | #DIV/0! | #DIV/0! | #DIV/0! | #DIV/0! | #DIV/0! |  | 80 | #DIV/0! | #DIV/0! | #DIV/0! | #DIV/0! | #DIV/0! | #DIV/0! |  | 80 | #DIV/0! | #DIV/0! | #DIV/0! | #DIV/0! | #DIV/0! | #DIV/0! |  | 80 | #DIV/0! | #DIV/0! | #DIV/0! | #DIV/0! | #DIV/0! | #DIV/0! |  | 80 | #DIV/0! | #DIV/0! | #DIV/0! | #DIV/0! | #DIV/0! | #DIV/0! |  | 80 | #DIV/0! | #DIV/0! | #DIV/0! | #DIV/0! | #DIV/0! | #DIV/0! |  | 80 | #DIV/0! | #DIV/0! | #DIV/0! | #DIV/0! | #DIV/0! | #DIV/0!
[5 empty] | Electrical consumption heating of hp |  | Q_el |  |  | kWh/a |  | kWh/a |  |  |  | kWh/a |  | kWh/a | [36 empty] | 81 | #DIV/0! | #DIV/0! | #DIV/0! | #DIV/0! | #DIV/0! | #DIV/0! |  | 81 | #DIV/0! | #DIV/0! | #DIV/0! | #DIV/0! | #DIV/0! | #DIV/0! |  | 81 | #DIV/0! | #DIV/0! | #DIV/0! | #DIV/0! | #DIV/0! | #DIV/0! |  | 81 | #DIV/0! | #DIV/0! | #DIV/0! | #DIV/0! | #DIV/0! | #DIV/0! |  | 81 | #DIV/0! | #DIV/0! | #DIV/0! | #DIV/0! | #DIV/0! | #DIV/0! |  | 81 | #DIV/0! | #DIV/0! | #DIV/0! | #DIV/0! | #DIV/0! | #DIV/0! |  | 81 | #DIV/0! | #DIV/0! | #DIV/0! | #DIV/0! | #DIV/0! | #DIV/0! |  | 81 | #DIV/0! | #DIV/0! | #DIV/0! | #DIV/0! | #DIV/0! | #DIV/0! |  | 81 | #DIV/0! | #DIV/0! | #DIV/0! | #DIV/0! | #DIV/0! | #DIV/0! |  | 81 | #DIV/0! | #DIV/0! | #DIV/0! | #DIV/0! | #DIV/0! | #DIV/0! |  | 81 | #DIV/0! | #DIV/0! | #DIV/0! | #DIV/0! | #DIV/0! | #DIV/0! |  | 81 | #DIV/0! | #DIV/0! | #DIV/0! | #DIV/0! | #DIV/0! | #DIV/0! |  | 81 | #DIV/0! | #DIV/0! | #DIV/0! | #DIV/0! | #DIV/0! | #DIV/0! |  | 81 | #DIV/0! | #DIV/0! | #DIV/0! | #DIV/0! | #DIV/0! | #DIV/0!
[5 empty] | Electrical consumption of hp |  | QelHP |  |  | kWh/a |  | kWh/a |  |  |  | kWh/a |  | kWh/a | [9 empty] | HEATING & DHW GHX VERTICAL OR HORIZONTAL | [26 empty] | 82 | #DIV/0! | #DIV/0! | #DIV/0! | #DIV/0! | #DIV/0! | #DIV/0! |  | 82 | #DIV/0! | #DIV/0! | #DIV/0! | #DIV/0! | #DIV/0! | #DIV/0! |  | 82 | #DIV/0! | #DIV/0! | #DIV/0! | #DIV/0! | #DIV/0! | #DIV/0! |  | 82 | #DIV/0! | #DIV/0! | #DIV/0! | #DIV/0! | #DIV/0! | #DIV/0! |  | 82 | #DIV/0! | #DIV/0! | #DIV/0! | #DIV/0! | #DIV/0! | #DIV/0! |  | 82 | #DIV/0! | #DIV/0! | #DIV/0! | #DIV/0! | #DIV/0! | #DIV/0! |  | 82 | #DIV/0! | #DIV/0! | #DIV/0! | #DIV/0! | #DIV/0! | #DIV/0! |  | 82 | #DIV/0! | #DIV/0! | #DIV/0! | #DIV/0! | #DIV/0! | #DIV/0! |  | 82 | #DIV/0! | #DIV/0! | #DIV/0! | #DIV/0! | #DIV/0! | #DIV/0! |  | 82 | #DIV/0! | #DIV/0! | #DIV/0! | #DIV/0! | #DIV/0! | #DIV/0! |  | 82 | #DIV/0! | #DIV/0! | #DIV/0! | #DIV/0! | #DIV/0! | #DIV/0! |  | 82 | #DIV/0! | #DIV/0! | #DIV/0! | #DIV/0! | #DIV/0! | #DIV/0! |  | 82 | #DIV/0! | #DIV/0! | #DIV/0! | #DIV/0! | #DIV/0! | #DIV/0! |  | 82 | #DIV/0! | #DIV/0! | #DIV/0! | #DIV/0! | #DIV/0! | #DIV/0!
[32 empty] | Groud Temp. | [6 empty] | ideal | [15 empty] | 83 | #DIV/0! | #DIV/0! | #DIV/0! | #DIV/0! | #DIV/0! | #DIV/0! |  | 83 | #DIV/0! | #DIV/0! | #DIV/0! | #DIV/0! | #DIV/0! | #DIV/0! |  | 83 | #DIV/0! | #DIV/0! | #DIV/0! | #DIV/0! | #DIV/0! | #DIV/0! |  | 83 | #DIV/0! | #DIV/0! | #DIV/0! | #DIV/0! | #DIV/0! | #DIV/0! |  | 83 | #DIV/0! | #DIV/0! | #DIV/0! | #DIV/0! | #DIV/0! | #DIV/0! |  | 83 | #DIV/0! | #DIV/0! | #DIV/0! | #DIV/0! | #DIV/0! | #DIV/0! |  | 83 | #DIV/0! | #DIV/0! | #DIV/0! | #DIV/0! | #DIV/0! | #DIV/0! |  | 83 | #DIV/0! | #DIV/0! | #DIV/0! | #DIV/0! | #DIV/0! | #DIV/0! |  | 83 | #DIV/0! | #DIV/0! | #DIV/0! | #DIV/0! | #DIV/0! | #DIV/0! |  | 83 | #DIV/0! | #DIV/0! | #DIV/0! | #DIV/0! | #DIV/0! | #DIV/0! |  | 83 | #DIV/0! | #DIV/0! | #DIV/0! | #DIV/0! | #DIV/0! | #DIV/0! |  | 83 | #DIV/0! | #DIV/0! | #DIV/0! | #DIV/0! | #DIV/0! | #DIV/0! |  | 83 | #DIV/0! | #DIV/0! | #DIV/0! | #DIV/0! | #DIV/0! | #DIV/0! |  | 83 | #DIV/0! | #DIV/0! | #DIV/0! | #DIV/0! | #DIV/0! | #DIV/0!
[28 empty] | time bins | t_bins with t_leist | t_bin hour | Pbin | θ_soil | θ_src_bin | P_dir_el_bin | Q_dir_el_bin | Q_bin | Q_heating_bin | θ_src_COP | Phouse_m | θ_m+Δθ/2 | θ_snk_COP | COP | P_stor_o | Q_stor_o | Q_el_h | Q_el_st | [8 empty] | 84 | #DIV/0! | #DIV/0! | #DIV/0! | #DIV/0! | #DIV/0! | #DIV/0! |  | 84 | #DIV/0! | #DIV/0! | #DIV/0! | #DIV/0! | #DIV/0! | #DIV/0! |  | 84 | #DIV/0! | #DIV/0! | #DIV/0! | #DIV/0! | #DIV/0! | #DIV/0! |  | 84 | #DIV/0! | #DIV/0! | #DIV/0! | #DIV/0! | #DIV/0! | #DIV/0! |  | 84 | #DIV/0! | #DIV/0! | #DIV/0! | #DIV/0! | #DIV/0! | #DIV/0! |  | 84 | #DIV/0! | #DIV/0! | #DIV/0! | #DIV/0! | #DIV/0! | #DIV/0! |  | 84 | #DIV/0! | #DIV/0! | #DIV/0! | #DIV/0! | #DIV/0! | #DIV/0! |  | 84 | #DIV/0! | #DIV/0! | #DIV/0! | #DIV/0! | #DIV/0! | #DIV/0! |  | 84 | #DIV/0! | #DIV/0! | #DIV/0! | #DIV/0! | #DIV/0! | #DIV/0! |  | 84 | #DIV/0! | #DIV/0! | #DIV/0! | #DIV/0! | #DIV/0! | #DIV/0! |  | 84 | #DIV/0! | #DIV/0! | #DIV/0! | #DIV/0! | #DIV/0! | #DIV/0! |  | 84 | #DIV/0! | #DIV/0! | #DIV/0! | #DIV/0! | #DIV/0! | #DIV/0! |  | 84 | #DIV/0! | #DIV/0! | #DIV/0! | #DIV/0! | #DIV/0! | #DIV/0! |  | 84 | #DIV/0! | #DIV/0! | #DIV/0! | #DIV/0! | #DIV/0! | #DIV/0!
[28 empty] | days | days | hours | kW |  | °C | kW | kWh | kWh | kWh | K | kW | °C | K |  | kW | kWh | kWh | kWh | [8 empty] | 85 | #DIV/0! | #DIV/0! | #DIV/0! | #DIV/0! | #DIV/0! | #DIV/0! |  | 85 | #DIV/0! | #DIV/0! | #DIV/0! | #DIV/0! | #DIV/0! | #DIV/0! |  | 85 | #DIV/0! | #DIV/0! | #DIV/0! | #DIV/0! | #DIV/0! | #DIV/0! |  | 85 | #DIV/0! | #DIV/0! | #DIV/0! | #DIV/0! | #DIV/0! | #DIV/0! |  | 85 | #DIV/0! | #DIV/0! | #DIV/0! | #DIV/0! | #DIV/0! | #DIV/0! |  | 85 | #DIV/0! | #DIV/0! | #DIV/0! | #DIV/0! | #DIV/0! | #DIV/0! |  | 85 | #DIV/0! | #DIV/0! | #DIV/0! | #DIV/0! | #DIV/0! | #DIV/0! |  | 85 | #DIV/0! | #DIV/0! | #DIV/0! | #DIV/0! | #DIV/0! | #DIV/0! |  | 85 | #DIV/0! | #DIV/0! | #DIV/0! | #DIV/0! | #DIV/0! | #DIV/0! |  | 85 | #DIV/0! | #DIV/0! | #DIV/0! | #DIV/0! | #DIV/0! | #DIV/0! |  | 85 | #DIV/0! | #DIV/0! | #DIV/0! | #DIV/0! | #DIV/0! | #DIV/0! |  | 85 | #DIV/0! | #DIV/0! | #DIV/0! | #DIV/0! | #DIV/0! | #DIV/0! |  | 85 | #DIV/0! | #DIV/0! | #DIV/0! | #DIV/0! | #DIV/0! | #DIV/0! |  | 85 | #DIV/0! | #DIV/0! | #DIV/0! | #DIV/0! | #DIV/0! | #DIV/0!
[27 empty] | 1 | 0 | 0 | 0 | #DIV/0! |  |  | #VALUE! | [20 empty] | 86 | #DIV/0! | #DIV/0! | #DIV/0! | #DIV/0! | #DIV/0! | #DIV/0! |  | 86 | #DIV/0! | #DIV/0! | #DIV/0! | #DIV/0! | #DIV/0! | #DIV/0! |  | 86 | #DIV/0! | #DIV/0! | #DIV/0! | #DIV/0! | #DIV/0! | #DIV/0! |  | 86 | #DIV/0! | #DIV/0! | #DIV/0! | #DIV/0! | #DIV/0! | #DIV/0! |  | 86 | #DIV/0! | #DIV/0! | #DIV/0! | #DIV/0! | #DIV/0! | #DIV/0! |  | 86 | #DIV/0! | #DIV/0! | #DIV/0! | #DIV/0! | #DIV/0! | #DIV/0! |  | 86 | #DIV/0! | #DIV/0! | #DIV/0! | #DIV/0! | #DIV/0! | #DIV/0! |  | 86 | #DIV/0! | #DIV/0! | #DIV/0! | #DIV/0! | #DIV/0! | #DIV/0! |  | 86 | #DIV/0! | #DIV/0! | #DIV/0! | #DIV/0! | #DIV/0! | #DIV/0! |  | 86 | #DIV/0! | #DIV/0! | #DIV/0! | #DIV/0! | #DIV/0! | #DIV/0! |  | 86 | #DIV/0! | #DIV/0! | #DIV/0! | #DIV/0! | #DIV/0! | #DIV/0! |  | 86 | #DIV/0! | #DIV/0! | #DIV/0! | #DIV/0! | #DIV/0! | #DIV/0! |  | 86 | #DIV/0! | #DIV/0! | #DIV/0! | #DIV/0! | #DIV/0! | #DIV/0! |  | 86 | #DIV/0! | #DIV/0! | #DIV/0! | #DIV/0! | #DIV/0! | #DIV/0!
[27 empty] | 2 | #VALUE! | #DIV/0! | #DIV/0! | #DIV/0! | #DIV/0! | #DIV/0! | #VALUE! | #VALUE! | #DIV/0! | #DIV/0! | #DIV/0! | #DIV/0! | #DIV/0! | 334.65 | #DIV/0! | 0 | #DIV/0! | #DIV/0! | #DIV/0! | [8 empty] | 87 | #DIV/0! | #DIV/0! | #DIV/0! | #DIV/0! | #DIV/0! | #DIV/0! |  | 87 | #DIV/0! | #DIV/0! | #DIV/0! | #DIV/0! | #DIV/0! | #DIV/0! |  | 87 | #DIV/0! | #DIV/0! | #DIV/0! | #DIV/0! | #DIV/0! | #DIV/0! |  | 87 | #DIV/0! | #DIV/0! | #DIV/0! | #DIV/0! | #DIV/0! | #DIV/0! |  | 87 | #DIV/0! | #DIV/0! | #DIV/0! | #DIV/0! | #DIV/0! | #DIV/0! |  | 87 | #DIV/0! | #DIV/0! | #DIV/0! | #DIV/0! | #DIV/0! | #DIV/0! |  | 87 | #DIV/0! | #DIV/0! | #DIV/0! | #DIV/0! | #DIV/0! | #DIV/0! |  | 87 | #DIV/0! | #DIV/0! | #DIV/0! | #DIV/0! | #DIV/0! | #DIV/0! |  | 87 | #DIV/0! | #DIV/0! | #DIV/0! | #DIV/0! | #DIV/0! | #DIV/0! |  | 87 | #DIV/0! | #DIV/0! | #DIV/0! | #DIV/0! | #DIV/0! | #DIV/0! |  | 87 | #DIV/0! | #DIV/0! | #DIV/0! | #DIV/0! | #DIV/0! | #DIV/0! |  | 87 | #DIV/0! | #DIV/0! | #DIV/0! | #DIV/0! | #DIV/0! | #DIV/0! |  | 87 | #DIV/0! | #DIV/0! | #DIV/0! | #DIV/0! | #DIV/0! | #DIV/0! |  | 87 | #DIV/0! | #DIV/0! | #DIV/0! | #DIV/0! | #DIV/0! | #DIV/0!
[27 empty] | 3 | #VALUE! | #DIV/0! | #DIV/0! | #DIV/0! | #DIV/0! | #DIV/0! | #VALUE! | #VALUE! | #DIV/0! | #DIV/0! | #DIV/0! | #DIV/0! | #DIV/0! | 334.65 | #DIV/0! | 0 | #DIV/0! | #DIV/0! | #DIV/0! | [8 empty] | 88 | #DIV/0! | #DIV/0! | #DIV/0! | #DIV/0! | #DIV/0! | #DIV/0! |  | 88 | #DIV/0! | #DIV/0! | #DIV/0! | #DIV/0! | #DIV/0! | #DIV/0! |  | 88 | #DIV/0! | #DIV/0! | #DIV/0! | #DIV/0! | #DIV/0! | #DIV/0! |  | 88 | #DIV/0! | #DIV/0! | #DIV/0! | #DIV/0! | #DIV/0! | #DIV/0! |  | 88 | #DIV/0! | #DIV/0! | #DIV/0! | #DIV/0! | #DIV/0! | #DIV/0! |  | 88 | #DIV/0! | #DIV/0! | #DIV/0! | #DIV/0! | #DIV/0! | #DIV/0! |  | 88 | #DIV/0! | #DIV/0! | #DIV/0! | #DIV/0! | #DIV/0! | #DIV/0! |  | 88 | #DIV/0! | #DIV/0! | #DIV/0! | #DIV/0! | #DIV/0! | #DIV/0! |  | 88 | #DIV/0! | #DIV/0! | #DIV/0! | #DIV/0! | #DIV/0! | #DIV/0! |  | 88 | #DIV/0! | #DIV/0! | #DIV/0! | #DIV/0! | #DIV/0! | #DIV/0! |  | 88 | #DIV/0! | #DIV/0! | #DIV/0! | #DIV/0! | #DIV/0! | #DIV/0! |  | 88 | #DIV/0! | #DIV/0! | #DIV/0! | #DIV/0! | #DIV/0! | #DIV/0! |  | 88 | #DIV/0! | #DIV/0! | #DIV/0! | #DIV/0! | #DIV/0! | #DIV/0! |  | 88 | #DIV/0! | #DIV/0! | #DIV/0! | #DIV/0! | #DIV/0! | #DIV/0!
[27 empty] | 4 | #VALUE! | #DIV/0! | #DIV/0! | #DIV/0! | #DIV/0! | #DIV/0! | #VALUE! | #VALUE! | #DIV/0! | #DIV/0! | #DIV/0! | #DIV/0! | #DIV/0! | 334.65 | #DIV/0! | 0 | #DIV/0! | #DIV/0! | #DIV/0! | [8 empty] | 89 | #DIV/0! | #DIV/0! | #DIV/0! | #DIV/0! | #DIV/0! | #DIV/0! |  | 89 | #DIV/0! | #DIV/0! | #DIV/0! | #DIV/0! | #DIV/0! | #DIV/0! |  | 89 | #DIV/0! | #DIV/0! | #DIV/0! | #DIV/0! | #DIV/0! | #DIV/0! |  | 89 | #DIV/0! | #DIV/0! | #DIV/0! | #DIV/0! | #DIV/0! | #DIV/0! |  | 89 | #DIV/0! | #DIV/0! | #DIV/0! | #DIV/0! | #DIV/0! | #DIV/0! |  | 89 | #DIV/0! | #DIV/0! | #DIV/0! | #DIV/0! | #DIV/0! | #DIV/0! |  | 89 | #DIV/0! | #DIV/0! | #DIV/0! | #DIV/0! | #DIV/0! | #DIV/0! |  | 89 | #DIV/0! | #DIV/0! | #DIV/0! | #DIV/0! | #DIV/0! | #DIV/0! |  | 89 | #DIV/0! | #DIV/0! | #DIV/0! | #DIV/0! | #DIV/0! | #DIV/0! |  | 89 | #DIV/0! | #DIV/0! | #DIV/0! | #DIV/0! | #DIV/0! | #DIV/0! |  | 89 | #DIV/0! | #DIV/0! | #DIV/0! | #DIV/0! | #DIV/0! | #DIV/0! |  | 89 | #DIV/0! | #DIV/0! | #DIV/0! | #DIV/0! | #DIV/0! | #DIV/0! |  | 89 | #DIV/0! | #DIV/0! | #DIV/0! | #DIV/0! | #DIV/0! | #DIV/0! |  | 89 | #DIV/0! | #DIV/0! | #DIV/0! | #DIV/0! | #DIV/0! | #DIV/0!
[27 empty] | 5 | #VALUE! | #DIV/0! | #DIV/0! | #DIV/0! | #DIV/0! | #DIV/0! | #VALUE! | #VALUE! | #DIV/0! | #DIV/0! | #DIV/0! | #DIV/0! | #DIV/0! | 334.65 | 1 | 0 | #DIV/0! | #DIV/0! | #DIV/0! | [8 empty] | 90 | #DIV/0! | #DIV/0! | #DIV/0! | #DIV/0! | #DIV/0! | #DIV/0! |  | 90 | #DIV/0! | #DIV/0! | #DIV/0! | #DIV/0! | #DIV/0! | #DIV/0! |  | 90 | #DIV/0! | #DIV/0! | #DIV/0! | #DIV/0! | #DIV/0! | #DIV/0! |  | 90 | #DIV/0! | #DIV/0! | #DIV/0! | #DIV/0! | #DIV/0! | #DIV/0! |  | 90 | #DIV/0! | #DIV/0! | #DIV/0! | #DIV/0! | #DIV/0! | #DIV/0! |  | 90 | #DIV/0! | #DIV/0! | #DIV/0! | #DIV/0! | #DIV/0! | #DIV/0! |  | 90 | #DIV/0! | #DIV/0! | #DIV/0! | #DIV/0! | #DIV/0! | #DIV/0! |  | 90 | #DIV/0! | #DIV/0! | #DIV/0! | #DIV/0! | #DIV/0! | #DIV/0! |  | 90 | #DIV/0! | #DIV/0! | #DIV/0! | #DIV/0! | #DIV/0! | #DIV/0! |  | 90 | #DIV/0! | #DIV/0! | #DIV/0! | #DIV/0! | #DIV/0! | #DIV/0! |  | 90 | #DIV/0! | #DIV/0! | #DIV/0! | #DIV/0! | #DIV/0! | #DIV/0! |  | 90 | #DIV/0! | #DIV/0! | #DIV/0! | #DIV/0! | #DIV/0! | #DIV/0! |  | 90 | #DIV/0! | #DIV/0! | #DIV/0! | #DIV/0! | #DIV/0! | #DIV/0! |  | 90 | #DIV/0! | #DIV/0! | #DIV/0! | #DIV/0! | #DIV/0! | #DIV/0!
[55 empty] | 91 | #DIV/0! | #DIV/0! | #DIV/0! | #DIV/0! | #DIV/0! | #DIV/0! |  | 91 | #DIV/0! | #DIV/0! | #DIV/0! | #DIV/0! | #DIV/0! | #DIV/0! |  | 91 | #DIV/0! | #DIV/0! | #DIV/0! | #DIV/0! | #DIV/0! | #DIV/0! |  | 91 | #DIV/0! | #DIV/0! | #DIV/0! | #DIV/0! | #DIV/0! | #DIV/0! |  | 91 | #DIV/0! | #DIV/0! | #DIV/0! | #DIV/0! | #DIV/0! | #DIV/0! |  | 91 | #DIV/0! | #DIV/0! | #DIV/0! | #DIV/0! | #DIV/0! | #DIV/0! |  | 91 | #DIV/0! | #DIV/0! | #DIV/0! | #DIV/0! | #DIV/0! | #DIV/0! |  | 91 | #DIV/0! | #DIV/0! | #DIV/0! | #DIV/0! | #DIV/0! | #DIV/0! |  | 91 | #DIV/0! | #DIV/0! | #DIV/0! | #DIV/0! | #DIV/0! | #DIV/0! |  | 91 | #DIV/0! | #DIV/0! | #DIV/0! | #DIV/0! | #DIV/0! | #DIV/0! |  | 91 | #DIV/0! | #DIV/0! | #DIV/0! | #DIV/0! | #DIV/0! | #DIV/0! |  | 91 | #DIV/0! | #DIV/0! | #DIV/0! | #DIV/0! | #DIV/0! | #DIV/0! |  | 91 | #DIV/0! | #DIV/0! | #DIV/0! | #DIV/0! | #DIV/0! | #DIV/0! |  | 91 | #DIV/0! | #DIV/0! | #DIV/0! | #DIV/0! | #DIV/0! | #DIV/0!
[28 empty] | Total: | [6 empty] | #VALUE! |  | #DIV/0! | [6 empty] | #DIV/0! | [10 empty] | 92 | #DIV/0! | #DIV/0! | #DIV/0! | #DIV/0! | #DIV/0! | #DIV/0! |  | 92 | #DIV/0! | #DIV/0! | #DIV/0! | #DIV/0! | #DIV/0! | #DIV/0! |  | 92 | #DIV/0! | #DIV/0! | #DIV/0! | #DIV/0! | #DIV/0! | #DIV/0! |  | 92 | #DIV/0! | #DIV/0! | #DIV/0! | #DIV/0! | #DIV/0! | #DIV/0! |  | 92 | #DIV/0! | #DIV/0! | #DIV/0! | #DIV/0! | #DIV/0! | #DIV/0! |  | 92 | #DIV/0! | #DIV/0! | #DIV/0! | #DIV/0! | #DIV/0! | #DIV/0! |  | 92 | #DIV/0! | #DIV/0! | #DIV/0! | #DIV/0! | #DIV/0! | #DIV/0! |  | 92 | #DIV/0! | #DIV/0! | #DIV/0! | #DIV/0! | #DIV/0! | #DIV/0! |  | 92 | #DIV/0! | #DIV/0! | #DIV/0! | #DIV/0! | #DIV/0! | #DIV/0! |  | 92 | #DIV/0! | #DIV/0! | #DIV/0! | #DIV/0! | #DIV/0! | #DIV/0! |  | 92 | #DIV/0! | #DIV/0! | #DIV/0! | #DIV/0! | #DIV/0! | #DIV/0! |  | 92 | #DIV/0! | #DIV/0! | #DIV/0! | #DIV/0! | #DIV/0! | #DIV/0! |  | 92 | #DIV/0! | #DIV/0! | #DIV/0! | #DIV/0! | #DIV/0! | #DIV/0! |  | 92 | #DIV/0! | #DIV/0! | #DIV/0! | #DIV/0! | #DIV/0! | #DIV/0!
[55 empty] | 93 | #DIV/0! | #DIV/0! | #DIV/0! | #DIV/0! | #DIV/0! | #DIV/0! |  | 93 | #DIV/0! | #DIV/0! | #DIV/0! | #DIV/0! | #DIV/0! | #DIV/0! |  | 93 | #DIV/0! | #DIV/0! | #DIV/0! | #DIV/0! | #DIV/0! | #DIV/0! |  | 93 | #DIV/0! | #DIV/0! | #DIV/0! | #DIV/0! | #DIV/0! | #DIV/0! |  | 93 | #DIV/0! | #DIV/0! | #DIV/0! | #DIV/0! | #DIV/0! | #DIV/0! |  | 93 | #DIV/0! | #DIV/0! | #DIV/0! | #DIV/0! | #DIV/0! | #DIV/0! |  | 93 | #DIV/0! | #DIV/0! | #DIV/0! | #DIV/0! | #DIV/0! | #DIV/0! |  | 93 | #DIV/0! | #DIV/0! | #DIV/0! | #DIV/0! | #DIV/0! | #DIV/0! |  | 93 | #DIV/0! | #DIV/0! | #DIV/0! | #DIV/0! | #DIV/0! | #DIV/0! |  | 93 | #DIV/0! | #DIV/0! | #DIV/0! | #DIV/0! | #DIV/0! | #DIV/0! |  | 93 | #DIV/0! | #DIV/0! | #DIV/0! | #DIV/0! | #DIV/0! | #DIV/0! |  | 93 | #DIV/0! | #DIV/0! | #DIV/0! | #DIV/0! | #DIV/0! | #DIV/0! |  | 93 | #DIV/0! | #DIV/0! | #DIV/0! | #DIV/0! | #DIV/0! | #DIV/0! |  | 93 | #DIV/0! | #DIV/0! | #DIV/0! | #DIV/0! | #DIV/0! | #DIV/0!
[55 empty] | 94 | #DIV/0! | #DIV/0! | #DIV/0! | #DIV/0! | #DIV/0! | #DIV/0! |  | 94 | #DIV/0! | #DIV/0! | #DIV/0! | #DIV/0! | #DIV/0! | #DIV/0! |  | 94 | #DIV/0! | #DIV/0! | #DIV/0! | #DIV/0! | #DIV/0! | #DIV/0! |  | 94 | #DIV/0! | #DIV/0! | #DIV/0! | #DIV/0! | #DIV/0! | #DIV/0! |  | 94 | #DIV/0! | #DIV/0! | #DIV/0! | #DIV/0! | #DIV/0! | #DIV/0! |  | 94 | #DIV/0! | #DIV/0! | #DIV/0! | #DIV/0! | #DIV/0! | #DIV/0! |  | 94 | #DIV/0! | #DIV/0! | #DIV/0! | #DIV/0! | #DIV/0! | #DIV/0! |  | 94 | #DIV/0! | #DIV/0! | #DIV/0! | #DIV/0! | #DIV/0! | #DIV/0! |  | 94 | #DIV/0! | #DIV/0! | #DIV/0! | #DIV/0! | #DIV/0! | #DIV/0! |  | 94 | #DIV/0! | #DIV/0! | #DIV/0! | #DIV/0! | #DIV/0! | #DIV/0! |  | 94 | #DIV/0! | #DIV/0! | #DIV/0! | #DIV/0! | #DIV/0! | #DIV/0! |  | 94 | #DIV/0! | #DIV/0! | #DIV/0! | #DIV/0! | #DIV/0! | #DIV/0! |  | 94 | #DIV/0! | #DIV/0! | #DIV/0! | #DIV/0! | #DIV/0! | #DIV/0! |  | 94 | #DIV/0! | #DIV/0! | #DIV/0! | #DIV/0! | #DIV/0! | #DIV/0!
[55 empty] | 95 | #DIV/0! | #DIV/0! | #DIV/0! | #DIV/0! | #DIV/0! | #DIV/0! |  | 95 | #DIV/0! | #DIV/0! | #DIV/0! | #DIV/0! | #DIV/0! | #DIV/0! |  | 95 | #DIV/0! | #DIV/0! | #DIV/0! | #DIV/0! | #DIV/0! | #DIV/0! |  | 95 | #DIV/0! | #DIV/0! | #DIV/0! | #DIV/0! | #DIV/0! | #DIV/0! |  | 95 | #DIV/0! | #DIV/0! | #DIV/0! | #DIV/0! | #DIV/0! | #DIV/0! |  | 95 | #DIV/0! | #DIV/0! | #DIV/0! | #DIV/0! | #DIV/0! | #DIV/0! |  | 95 | #DIV/0! | #DIV/0! | #DIV/0! | #DIV/0! | #DIV/0! | #DIV/0! |  | 95 | #DIV/0! | #DIV/0! | #DIV/0! | #DIV/0! | #DIV/0! | #DIV/0! |  | 95 | #DIV/0! | #DIV/0! | #DIV/0! | #DIV/0! | #DIV/0! | #DIV/0! |  | 95 | #DIV/0! | #DIV/0! | #DIV/0! | #DIV/0! | #DIV/0! | #DIV/0! |  | 95 | #DIV/0! | #DIV/0! | #DIV/0! | #DIV/0! | #DIV/0! | #DIV/0! |  | 95 | #DIV/0! | #DIV/0! | #DIV/0! | #DIV/0! | #DIV/0! | #DIV/0! |  | 95 | #DIV/0! | #DIV/0! | #DIV/0! | #DIV/0! | #DIV/0! | #DIV/0! |  | 95 | #DIV/0! | #DIV/0! | #DIV/0! | #DIV/0! | #DIV/0! | #DIV/0!
[55 empty] | 96 | #DIV/0! | #DIV/0! | #DIV/0! | #DIV/0! | #DIV/0! | #DIV/0! |  | 96 | #DIV/0! | #DIV/0! | #DIV/0! | #DIV/0! | #DIV/0! | #DIV/0! |  | 96 | #DIV/0! | #DIV/0! | #DIV/0! | #DIV/0! | #DIV/0! | #DIV/0! |  | 96 | #DIV/0! | #DIV/0! | #DIV/0! | #DIV/0! | #DIV/0! | #DIV/0! |  | 96 | #DIV/0! | #DIV/0! | #DIV/0! | #DIV/0! | #DIV/0! | #DIV/0! |  | 96 | #DIV/0! | #DIV/0! | #DIV/0! | #DIV/0! | #DIV/0! | #DIV/0! |  | 96 | #DIV/0! | #DIV/0! | #DIV/0! | #DIV/0! | #DIV/0! | #DIV/0! |  | 96 | #DIV/0! | #DIV/0! | #DIV/0! | #DIV/0! | #DIV/0! | #DIV/0! |  | 96 | #DIV/0! | #DIV/0! | #DIV/0! | #DIV/0! | #DIV/0! | #DIV/0! |  | 96 | #DIV/0! | #DIV/0! | #DIV/0! | #DIV/0! | #DIV/0! | #DIV/0! |  | 96 | #DIV/0! | #DIV/0! | #DIV/0! | #DIV/0! | #DIV/0! | #DIV/0! |  | 96 | #DIV/0! | #DIV/0! | #DIV/0! | #DIV/0! | #DIV/0! | #DIV/0! |  | 96 | #DIV/0! | #DIV/0! | #DIV/0! | #DIV/0! | #DIV/0! | #DIV/0! |  | 96 | #DIV/0! | #DIV/0! | #DIV/0! | #DIV/0! | #DIV/0! | #DIV/0!
[55 empty] | 97 | #DIV/0! | #DIV/0! | #DIV/0! | #DIV/0! | #DIV/0! | #DIV/0! |  | 97 | #DIV/0! | #DIV/0! | #DIV/0! | #DIV/0! | #DIV/0! | #DIV/0! |  | 97 | #DIV/0! | #DIV/0! | #DIV/0! | #DIV/0! | #DIV/0! | #DIV/0! |  | 97 | #DIV/0! | #DIV/0! | #DIV/0! | #DIV/0! | #DIV/0! | #DIV/0! |  | 97 | #DIV/0! | #DIV/0! | #DIV/0! | #DIV/0! | #DIV/0! | #DIV/0! |  | 97 | #DIV/0! | #DIV/0! | #DIV/0! | #DIV/0! | #DIV/0! | #DIV/0! |  | 97 | #DIV/0! | #DIV/0! | #DIV/0! | #DIV/0! | #DIV/0! | #DIV/0! |  | 97 | #DIV/0! | #DIV/0! | #DIV/0! | #DIV/0! | #DIV/0! | #DIV/0! |  | 97 | #DIV/0! | #DIV/0! | #DIV/0! | #DIV/0! | #DIV/0! | #DIV/0! |  | 97 | #DIV/0! | #DIV/0! | #DIV/0! | #DIV/0! | #DIV/0! | #DIV/0! |  | 97 | #DIV/0! | #DIV/0! | #DIV/0! | #DIV/0! | #DIV/0! | #DIV/0! |  | 97 | #DIV/0! | #DIV/0! | #DIV/0! | #DIV/0! | #DIV/0! | #DIV/0! |  | 97 | #DIV/0! | #DIV/0! | #DIV/0! | #DIV/0! | #DIV/0! | #DIV/0! |  | 97 | #DIV/0! | #DIV/0! | #DIV/0! | #DIV/0! | #DIV/0! | #DIV/0!
[55 empty] | 98 | #DIV/0! | #DIV/0! | #DIV/0! | #DIV/0! | #DIV/0! | #DIV/0! |  | 98 | #DIV/0! | #DIV/0! | #DIV/0! | #DIV/0! | #DIV/0! | #DIV/0! |  | 98 | #DIV/0! | #DIV/0! | #DIV/0! | #DIV/0! | #DIV/0! | #DIV/0! |  | 98 | #DIV/0! | #DIV/0! | #DIV/0! | #DIV/0! | #DIV/0! | #DIV/0! |  | 98 | #DIV/0! | #DIV/0! | #DIV/0! | #DIV/0! | #DIV/0! | #DIV/0! |  | 98 | #DIV/0! | #DIV/0! | #DIV/0! | #DIV/0! | #DIV/0! | #DIV/0! |  | 98 | #DIV/0! | #DIV/0! | #DIV/0! | #DIV/0! | #DIV/0! | #DIV/0! |  | 98 | #DIV/0! | #DIV/0! | #DIV/0! | #DIV/0! | #DIV/0! | #DIV/0! |  | 98 | #DIV/0! | #DIV/0! | #DIV/0! | #DIV/0! | #DIV/0! | #DIV/0! |  | 98 | #DIV/0! | #DIV/0! | #DIV/0! | #DIV/0! | #DIV/0! | #DIV/0! |  | 98 | #DIV/0! | #DIV/0! | #DIV/0! | #DIV/0! | #DIV/0! | #DIV/0! |  | 98 | #DIV/0! | #DIV/0! | #DIV/0! | #DIV/0! | #DIV/0! | #DIV/0! |  | 98 | #DIV/0! | #DIV/0! | #DIV/0! | #DIV/0! | #DIV/0! | #DIV/0! |  | 98 | #DIV/0! | #DIV/0! | #DIV/0! | #DIV/0! | #DIV/0! | #DIV/0!
[55 empty] | 99 | #DIV/0! | #DIV/0! | #DIV/0! | #DIV/0! | #DIV/0! | #DIV/0! |  | 99 | #DIV/0! | #DIV/0! | #DIV/0! | #DIV/0! | #DIV/0! | #DIV/0! |  | 99 | #DIV/0! | #DIV/0! | #DIV/0! | #DIV/0! | #DIV/0! | #DIV/0! |  | 99 | #DIV/0! | #DIV/0! | #DIV/0! | #DIV/0! | #DIV/0! | #DIV/0! |  | 99 | #DIV/0! | #DIV/0! | #DIV/0! | #DIV/0! | #DIV/0! | #DIV/0! |  | 99 | #DIV/0! | #DIV/0! | #DIV/0! | #DIV/0! | #DIV/0! | #DIV/0! |  | 99 | #DIV/0! | #DIV/0! | #DIV/0! | #DIV/0! | #DIV/0! | #DIV/0! |  | 99 | #DIV/0! | #DIV/0! | #DIV/0! | #DIV/0! | #DIV/0! | #DIV/0! |  | 99 | #DIV/0! | #DIV/0! | #DIV/0! | #DIV/0! | #DIV/0! | #DIV/0! |  | 99 | #DIV/0! | #DIV/0! | #DIV/0! | #DIV/0! | #DIV/0! | #DIV/0! |  | 99 | #DIV/0! | #DIV/0! | #DIV/0! | #DIV/0! | #DIV/0! | #DIV/0! |  | 99 | #DIV/0! | #DIV/0! | #DIV/0! | #DIV/0! | #DIV/0! | #DIV/0! |  | 99 | #DIV/0! | #DIV/0! | #DIV/0! | #DIV/0! | #DIV/0! | #DIV/0! |  | 99 | #DIV/0! | #DIV/0! | #DIV/0! | #DIV/0! | #DIV/0! | #DIV/0!
[55 empty] | 100 | #DIV/0! | #DIV/0! | #DIV/0! | #DIV/0! | #DIV/0! | #DIV/0! |  | 100 | #DIV/0! | #DIV/0! | #DIV/0! | #DIV/0! | #DIV/0! | #DIV/0! |  | 100 | #DIV/0! | #DIV/0! | #DIV/0! | #DIV/0! | #DIV/0! | #DIV/0! |  | 100 | #DIV/0! | #DIV/0! | #DIV/0! | #DIV/0! | #DIV/0! | #DIV/0! |  | 100 | #DIV/0! | #DIV/0! | #DIV/0! | #DIV/0! | #DIV/0! | #DIV/0! |  | 100 | #DIV/0! | #DIV/0! | #DIV/0! | #DIV/0! | #DIV/0! | #DIV/0! |  | 100 | #DIV/0! | #DIV/0! | #DIV/0! | #DIV/0! | #DIV/0! | #DIV/0! |  | 100 | #DIV/0! | #DIV/0! | #DIV/0! | #DIV/0! | #DIV/0! | #DIV/0! |  | 100 | #DIV/0! | #DIV/0! | #DIV/0! | #DIV/0! | #DIV/0! | #DIV/0! |  | 100 | #DIV/0! | #DIV/0! | #DIV/0! | #DIV/0! | #DIV/0! | #DIV/0! |  | 100 | #DIV/0! | #DIV/0! | #DIV/0! | #DIV/0! | #DIV/0! | #DIV/0! |  | 100 | #DIV/0! | #DIV/0! | #DIV/0! | #DIV/0! | #DIV/0! | #DIV/0! |  | 100 | #DIV/0! | #DIV/0! | #DIV/0! | #DIV/0! | #DIV/0! | #DIV/0! |  | 100 | #DIV/0! | #DIV/0! | #DIV/0! | #DIV/0! | #DIV/0! | #DIV/0!
[55 empty] | final: | #DIV/0! | #DIV/0! | #DIV/0! | #DIV/0! | #DIV/0! | #DIV/0! |  | final: | #DIV/0! | #DIV/0! | #DIV/0! | #DIV/0! | #DIV/0! | #DIV/0! |  | final: | #DIV/0! | #DIV/0! | #DIV/0! | #DIV/0! | #DIV/0! | #DIV/0! |  | final: | #DIV/0! | #DIV/0! | #DIV/0! | #DIV/0! | #DIV/0! | #DIV/0! |  | final: | #DIV/0! | #DIV/0! | #DIV/0! | #DIV/0! | #DIV/0! | #DIV/0! |  | final: | #DIV/0! | #DIV/0! | #DIV/0! | #DIV/0! | #DIV/0! | #DIV/0! |  | final: | #DIV/0! | #DIV/0! | #DIV/0! | #DIV/0! | #DIV/0! | #DIV/0! |  | final: | #DIV/0! | #DIV/0! | #DIV/0! | #DIV/0! | #DIV/0! | #DIV/0! |  | final: | #DIV/0! | #DIV/0! | #DIV/0! | #DIV/0! | #DIV/0! | #DIV/0! |  | final: | #DIV/0! | #DIV/0! | #DIV/0! | #DIV/0! | #DIV/0! | #DIV/0! |  | final: | #DIV/0! | #DIV/0! | #DIV/0! | #DIV/0! | #DIV/0! | #DIV/0! |  | final: | #DIV/0! | #DIV/0! | #DIV/0! | #DIV/0! | #DIV/0! | #DIV/0! |  | final: | #DIV/0! | #DIV/0! | #DIV/0! | #DIV/0! | #DIV/0! | #DIV/0! |  | final: | #DIV/0! | #DIV/0! | #DIV/0! | #DIV/0! | #DIV/0! | #DIV/0!
Calculations for incl. DHW Connection for Washing Machines & Dishwashers
|  |  |  | HEATING | Heating load |  | PH |  | 0 | kW
[5 empty] | temperature difference of distribution system |  | Δθ_distribution |  | 10.01 | °C | [17 empty] | HEATING
[5 empty] | mean design temperature |  | θ_de_m |  | 49.995 | °C | [21 empty] | Air temperature |  |  | ideal
[5 empty] | mean distribution temperature |  | θ_m |  | #DIV/0! | °C | [13 empty] | θ_amb_bin_end |  |  |  | time bins | t_bins with t_leist | t_bin hour | Pbin | integration of bin for θ | θ_bin_mean | Q_demand_bin | Δθ | θ_m | θ_snk_bin | θ_snk_COP | θ_src_COP | COP | P_stor_o | Q_stor_o | Q_el_h | Q_el_st | t_COP
[5 empty] | sink temperature of heat pump |  | θ_snk |  | 55 | °C | [13 empty] | °C |  |  |  | days | days | hours | kW |  | °C | kWh | °C | °C | °C | K | K |  | kW | kWh | kWh | kWh | days
[5 empty] | Beginning of heating period |  | t_hl |  | 0 | days | [13 empty] | -7.7918 |  |  | 1 | 0 | 0 | 0 | #VALUE! | 0
[5 empty] | Duration of heating period |  | t_hg |  | 0 | days | [13 empty] | #VALUE! |  |  | 2 | 0 | #VALUE! | #VALUE! | #VALUE! | #VALUE! | #VALUE! | #VALUE! | #VALUE! | #VALUE! | #VALUE! | 334.65 | #VALUE! | #VALUE! | 0 | #VALUE! | #VALUE! | #VALUE! | #VALUE!
[5 empty] | Ambient temperature at the end of heating period |  | θ_hg |  | -7.7918 | °C | [13 empty] | #VALUE! |  |  | 3 | 0 | #VALUE! | #VALUE! | #VALUE! | #VALUE! | #VALUE! | #VALUE! | #VALUE! | #VALUE! | #VALUE! | 334.65 | #VALUE! | #VALUE! | 0 | #VALUE! | #VALUE! | #VALUE! | #VALUE!
|  |  |  | Air heating | Heating load |  | P | 0 | 0 | kW | [13 empty] | #VALUE! |  |  | 4 | 0 | #VALUE! | #VALUE! | #VALUE! | #VALUE! | #VALUE! | #VALUE! | #VALUE! | #VALUE! | #VALUE! | 334.65 | #VALUE! | #VALUE! | 0 | #VALUE! | #VALUE! | #VALUE! | #VALUE!
[5 empty] | Sink temperature |  | θ | 61.5 | 21.5 | °C | [13 empty] | #VALUE! |  |  | 5 | 0 | #VALUE! | #VALUE! | #VALUE! | #VALUE! | #VALUE! | #VALUE! | #VALUE! | #VALUE! | #VALUE! | 334.65 | #VALUE! | #VALUE! | 0 | #VALUE! | #VALUE! | #VALUE! | #VALUE!
[5 empty] | line of heating load vs sink temp. : θ = a * P + b |  | a |  | #VALUE! | [14 empty] | #VALUE! |  |  | 6 | 0 | #VALUE! | #VALUE! | #VALUE! | #VALUE! | #VALUE! | #VALUE! | #VALUE! | #VALUE! | #VALUE! | 334.65 | #VALUE! | #VALUE! | 0 | #VALUE! | #VALUE! | #VALUE! | #VALUE!
[7 empty] | b |  | #VALUE! | [14 empty] | #VALUE! |  |  | 7 | 0 | #VALUE! | #VALUE! | #VALUE! | #VALUE! | #VALUE! | #VALUE! | #VALUE! | #VALUE! | #VALUE! | 334.65 | #VALUE! | #VALUE! | 0 | #VALUE! | #VALUE! | #VALUE! | #VALUE!
[5 empty] | radiators exponent |  | n | [16 empty] | #VALUE! |  |  | 8 | 0 | #VALUE! | #VALUE! | #VALUE! | #VALUE! | #VALUE! | #VALUE! | #VALUE! | #VALUE! | #VALUE! | 334.65 | #VALUE! | #VALUE! | 0 | #VALUE! | #VALUE! | #VALUE! | #VALUE!
|  |  |  | Heating | storage temperature plus in case of storage: |  | f_θ |  | 1.5 | Κ | [13 empty] | #VALUE! |  |  | 9 | 0 | #VALUE! | #VALUE! | #VALUE! | #VALUE! | #VALUE! | #VALUE! | #VALUE! | #VALUE! | #VALUE! | 334.65 | #VALUE! | #VALUE! | 0 | #VALUE! | #VALUE! | #VALUE! | #VALUE!
[5 empty] | Average Heat Released From Storage |  | PS_H |  | 0 | kW | [13 empty] | #VALUE! |  |  | 10 | 0 | #VALUE! | #VALUE! | #VALUE! | #VALUE! | #VALUE! | #VALUE! | #VALUE! | #VALUE! | #VALUE! | 334.65 | #VALUE! | #VALUE! | 0 | #VALUE! | #VALUE! | #VALUE! | #VALUE!
[5 empty] | Max power |  | P_max=P_h +P_s_h |  | 0 | kW | [13 empty] | #VALUE! |  |  | 11 | 0 | #VALUE! | #VALUE! | #VALUE! | #VALUE! | #VALUE! | #VALUE! | #VALUE! | #VALUE! | #VALUE! | 334.65 | #VALUE! | #VALUE! | 0 | #VALUE! | #VALUE! | #VALUE! | #VALUE!
[5 empty] | Power at the end of heating period |  | P_hg |  | 0 | kW
[5 empty] | for the case that DHW storage is in the envelope(case of 2heat pumps) |  | P_extra |  | 0 | kW | [17 empty] | Total: | [5 empty] | #VALUE! | [7 empty] | #VALUE! | #VALUE! | #VALUE!
[5 empty] | P_heating_house = h1 * time + h2 |  | h1 |  | #VALUE!
[7 empty] | h2 |  | #VALUE!
[5 empty] | length of bin |  | bin |  | 0 | days | GHX Ground Water |  |  |  |  | GHX Vertical |  |  | GHX Horizontal
[5 empty] | Php(t_hl)->Php(θ_hl) |  |  |  | 0 | kW | #DIV/0! | kW |  |  |  | #DIV/0! | kW
[5 empty] | Php(t_hg)->Php(θ_hg) |  |  |  | 0 | kW | #DIV/0! | kW |  |  |  | #DIV/0! | kW | [10 empty] | DHW
[5 empty] | P_hp = k1 * time + k2 |  | k1 |  | #VALUE! |  | #DIV/0! |  |  |  |  | #DIV/0! | [11 empty] | control on/off = ideal |  |  |  | Air temperature
[7 empty] | k2 |  | #VALUE! |  | #DIV/0! |  |  |  |  | #DIV/0! | [11 empty] | time bins | time bins with t_leist | t_bin hour | Pbin | integration of bin for θ | θ_bin_mean | Psolar_bin | Qsolar | Q_bin | Q_dhw_bin | θ_src_COP | COP_on/off | Q_stor_o | Q_el_h | Q_el_st | COP_summer | Php summer
[5 empty] | time in which direct electricity stops |  | t_leist |  | #VALUE! | days | #DIV/0! | days |  |  |  | #DIV/0! | days | [6 empty] | θ_amb_regr. |  |  |  | days | days | hours | kW |  | °C | kW | kWh | kWh | kWh | K |  | kWh | kWh | kWh |  | kW
[5 empty] | Heat Supplied by Direct Electricity |  | QE,dir |  |  | kWh/a |  | kWh/a |  |  |  |  | kWh/a | [6 empty] | -7.7918 |  |  | 1 | 0 | 0 | 0 | #DIV/0! | 0 |  | 0 | [9 empty] | 0
[24 empty] | #DIV/0! |  |  | 2 | 12.7905 | #DIV/0! | #DIV/0! | #DIV/0! | #DIV/0! | #DIV/0! | 0 | #DIV/0! | #DIV/0! | #DIV/0! | #DIV/0! | #DIV/0! | #DIV/0! | #DIV/0! | #DIV/0! |  | Qdir summer
|  |  |  | DHW | Average Heat Released From DHW Storage |  | PS_w |  | 0 | kW | [13 empty] | #DIV/0! |  |  | 3 | 25.581 | #DIV/0! | #DIV/0! | #DIV/0! | #DIV/0! | #DIV/0! | 0 | #DIV/0! | #DIV/0! | #DIV/0! | #DIV/0! | #DIV/0! | #DIV/0! | #DIV/0! | #DIV/0! |  | kWh
[5 empty] | Annual Heat Losses from Storage |  | QS |  | 0 | kWh/a | [13 empty] | #DIV/0! |  |  | 4 | 38.3715 | #DIV/0! | #DIV/0! | #DIV/0! | #DIV/0! | #DIV/0! | 0 | #DIV/0! | #DIV/0! | #DIV/0! | #DIV/0! | #DIV/0! | #DIV/0! | #DIV/0! | #DIV/0! |  | 0
[5 empty] | Electric flow type heater energy |  | Q_dir_heater |  | 0 | kWh/a | [13 empty] | #DIV/0! |  |  | 5 | 51.162 | #DIV/0! | #DIV/0! | #DIV/0! | #DIV/0! | #DIV/0! | 0 | #DIV/0! | #DIV/0! | #DIV/0! | #DIV/0! | #DIV/0! | #DIV/0! | #DIV/0! | #DIV/0!
[5 empty] | Energy Demand of DHW & storage losses |  |  |  | 0 | kWh/a | [13 empty] | #DIV/0! |  |  | 6 | 63.9525 | #DIV/0! | #DIV/0! | #DIV/0! | #DIV/0! | #DIV/0! | 0 | #DIV/0! | #DIV/0! | #DIV/0! | #DIV/0! | #DIV/0! | #DIV/0! | #DIV/0! | #DIV/0!
[5 empty] | Power of DHW in winter(heating period) |  | P_DHW |  | 0 | kW | [13 empty] | #DIV/0! |  |  | 7 | 76.743 | #DIV/0! | #DIV/0! | #DIV/0! | #DIV/0! | #DIV/0! | 0 | #DIV/0! | #DIV/0! | #DIV/0! | #DIV/0! | #DIV/0! | #DIV/0! | #DIV/0! | #DIV/0!
[5 empty] | Power of DHW in summer(not heating period)(includes storage losses) |  | P_DHW_summer_+_losses |  | 0 | kW | [13 empty] | #DIV/0! |  |  | 8 | 89.5335 | #DIV/0! | #DIV/0! | #DIV/0! | #DIV/0! | #DIV/0! | 0 | #DIV/0! | #DIV/0! | #DIV/0! | #DIV/0! | #DIV/0! | #DIV/0! | #DIV/0! | #DIV/0!
[5 empty] | Max power for DHW |  | P_max_DHW |  | 0 | kW | [13 empty] | #DIV/0! |  |  | 9 | 102.324 | #DIV/0! | #DIV/0! | #DIV/0! | #DIV/0! | #DIV/0! | 0 | #DIV/0! | #DIV/0! | #DIV/0! | #DIV/0! | #DIV/0! | #DIV/0! | #DIV/0! | #DIV/0!
[5 empty] | P_DHW(t) = h1 * time + h2 |  | h1 |  | 0 | [14 empty] | #DIV/0! |  |  | 10 | 115.1145 | #DIV/0! | #DIV/0! | #DIV/0! | #DIV/0! | #DIV/0! | 0 | #DIV/0! | #DIV/0! | #DIV/0! | #DIV/0! | #DIV/0! | #DIV/0! | #DIV/0! | #DIV/0!
[7 empty] | h2 |  | 0 | [14 empty] | #DIV/0! |  |  | 11 | 127.905 | #DIV/0! | #DIV/0! | #DIV/0! | #DIV/0! | #DIV/0! | 0 | #DIV/0! | #DIV/0! | #DIV/0! | #DIV/0! | #DIV/0! | #DIV/0! | #DIV/0! | #DIV/0!
[5 empty] | Beginning of heating period |  | t_hl |  | 0 | days
[5 empty] | Duration of heating period but is used for estimation of DHW |  | t_hg |  | 127.905 | days | [17 empty] | Total: | [6 empty] | #DIV/0! | #DIV/0! | #DIV/0! |  |  | #DIV/0! | #DIV/0! | #DIV/0! | 0
[5 empty] | length of bin |  | bin |  | 12.7905 | days
[5 empty] | Ambient temperature at the end of heating period |  | θ_hg |  | 7.6945 | °C | [17 empty] | HEATING & DHW
[5 empty] | Storage temperature of DHW |  | θ_storage_DHW |  | 60 | °C | [23 empty] | Air temperature |  |  |  | ideal
[5 empty] | Hp working temperature for DHW |  | θ_snk_DHW |  | 61.5 | °C | [17 empty] | time bins | t_bins with t_leist | t_bin hour | Pbin | P_dir_el_bin | Q_dir_el_bin | integration of bin for θ | θ_bin_mean | Q_bin | Q_hp_bin | Δθ | θ_m | θ_snk_bin | θ_snk_COP | θ_src_COP | COP_on/off | P_stor | Q_stor_o | Q_el_h | Q_el_st
[5 empty] | Php(t_hl)->Php(θ_hl) |  |  |  | 0 | kW | #DIV/0! | kW |  |  |  | #DIV/0! | kW | [6 empty] | θ_amb_regr. |  |  |  | days | days | hours | kW | kW | kWh |  | °C | kWh | kWh | °C | °C | °C | K | K |  | kW | kWh | kWh | kWh
[5 empty] | Php(t_hg)->Php(θ_hg) |  |  |  | 0 | kW | #DIV/0! | kW |  |  |  | #DIV/0! | kW | [6 empty] | -7.7918 |  |  | 1 | 0 | 0 | 0 | #DIV/0! | #VALUE! |  | 0
[5 empty] | P_hp = k1 * time + k2 |  | k1 |  | 0 |  | #DIV/0! |  |  |  |  | #DIV/0! | [7 empty] | #DIV/0! |  |  | 2 | #VALUE! | #DIV/0! | #DIV/0! | #DIV/0! | #VALUE! | #VALUE! | #DIV/0! | #DIV/0! | #DIV/0! | #DIV/0! | #DIV/0! | #DIV/0! | #VALUE! | 334.65 | #DIV/0! | #DIV/0! | 0 | #DIV/0! | #DIV/0! | #DIV/0!
[7 empty] | k2 |  | 0 |  | #DIV/0! |  |  |  |  | #DIV/0! | [7 empty] | #VALUE! |  |  | 3 | #VALUE! | #VALUE! | #VALUE! | #VALUE! | #VALUE! | #VALUE! | #VALUE! | #VALUE! | #DIV/0! | #DIV/0! | #DIV/0! | #DIV/0! | #VALUE! | 334.65 | #VALUE! | #VALUE! | 0 | #VALUE! | #VALUE! | #VALUE!
[5 empty] | time in which direct electricity stops |  | t_leist |  | #DIV/0! | days | #DIV/0! | days |  |  |  | #DIV/0! | days | [6 empty] | #VALUE! |  |  | 4 | #VALUE! | #VALUE! | #VALUE! | #VALUE! | #VALUE! | #VALUE! | #VALUE! | #VALUE! | #VALUE! | #VALUE! | #VALUE! | #VALUE! | #VALUE! | 334.65 | #VALUE! | #VALUE! | 0 | #VALUE! | #VALUE! | #VALUE! | [10 empty] | 51.0844 |  | -10.4156
[24 empty] | #VALUE! |  |  | 5 | #VALUE! | #VALUE! | #VALUE! | #VALUE! | #VALUE! | #VALUE! | #VALUE! | #VALUE! | #VALUE! | #VALUE! | #VALUE! | #VALUE! | #VALUE! | 334.65 | #VALUE! | #VALUE! | 0 | #VALUE! | #VALUE! | #VALUE! | [10 empty] | 39.9755 |  | -21.5245
|  |  |  | Heating & DHW | Hours of heat pump for heating per day |  | g_heating |  | #DIV/0! | hours/day | #DIV/0! | hours/day |  |  |  | #DIV/0! | hours/day | [6 empty] | #VALUE! |  |  | 6 | #VALUE! | #VALUE! | #VALUE! | #VALUE! | #VALUE! | #VALUE! | #VALUE! | #VALUE! | #VALUE! | #VALUE! | #VALUE! | #VALUE! | #VALUE! | 334.65 | #VALUE! | #VALUE! | 0 | #VALUE! | #VALUE! | #VALUE! | [10 empty] | 28.2177 |  | -33.2823
[5 empty] | Hours of heat pump for DHW per day |  | g_DHW |  | #DIV/0! | hours/day | #DIV/0! | hours/day |  |  |  | #DIV/0! | hours/day | [6 empty] | #VALUE! |  |  | 7 | #VALUE! | #VALUE! | #VALUE! | #VALUE! | #VALUE! | #VALUE! | #VALUE! | #VALUE! | #VALUE! | #VALUE! | #VALUE! | #VALUE! | #VALUE! | 334.65 | #VALUE! | #VALUE! | 0 | #VALUE! | #VALUE! | #VALUE!
[5 empty] | Php(t_hl)->Php(θ_hl) |  |  |  | #DIV/0! | kW | #DIV/0! | kW |  |  |  | #DIV/0! | kW | [6 empty] | #VALUE! |  |  | 8 | #VALUE! | #VALUE! | #VALUE! | #VALUE! | #VALUE! | #VALUE! | #VALUE! | #VALUE! | #VALUE! | #VALUE! | #VALUE! | #VALUE! | #VALUE! | 334.65 | #VALUE! | #VALUE! | 0 | #VALUE! | #VALUE! | #VALUE! | [7 empty] | GHX Ground Water | [23 empty] | GHX Ground Water | [31 empty] | GHX Vertical | [23 empty] | GHX Vertical
[5 empty] | Php(t_hg)->Php(θ_hg) |  |  |  | 0 | kW | #DIV/0! | kW |  |  |  | #DIV/0! | kW | [6 empty] | #VALUE! |  |  | 9 | #VALUE! | #VALUE! | #VALUE! | #VALUE! | #VALUE! | #VALUE! | #VALUE! | #VALUE! | #VALUE! | #VALUE! | #VALUE! | #VALUE! | #VALUE! | 334.65 | #VALUE! | #VALUE! | 0 | #VALUE! | #VALUE! | #VALUE! | [7 empty] | HEATING | ideal |  |  | result |  | Php = | a= | #DIV/0! | [15 empty] | DHW |  |  |  | result |  | Php = | a= | #DIV/0! | [23 empty] | HEATING | ideal |  |  | result |  | Php = | a= | #DIV/0! | [15 empty] | DHW |  |  |  | result |  | Php = | a= | #DIV/0!
[5 empty] | P_hp = k1 * time + k2 |  | k1 |  | #DIV/0! |  | #DIV/0! |  |  |  |  | #DIV/0! | [7 empty] | #VALUE! |  |  | 10 | #VALUE! | #VALUE! | #VALUE! | #VALUE! | #VALUE! | #VALUE! | #VALUE! | #VALUE! | #VALUE! | #VALUE! | #VALUE! | #VALUE! | #VALUE! | 334.65 | #VALUE! | #VALUE! | 0 | #VALUE! | #VALUE! | #VALUE! | [7 empty] | time bins m | Phouse_m | θ_m+Δθ/2 | θ_snk | θ_src | Php | a*time +b | b= | #DIV/0! | [15 empty] | time bins m |  |  | θ_snk | θ_src | Php | a*time +b | b= | #DIV/0! | [23 empty] | time bins m | Phouse_m | θ_m+Δθ/2 | θ_snk | θ_src | Php | a*time +b | b= | #DIV/0! | [15 empty] | time bins m |  |  | θ_snk | θ_src | Php | a*time +b | b= | #DIV/0!
[7 empty] | k2 |  | #DIV/0! |  | #DIV/0! |  |  |  |  | #DIV/0! | [7 empty] | #DIV/0! |  |  | 11 | #VALUE! | #DIV/0! | #DIV/0! | #DIV/0! | #VALUE! | #VALUE! | #DIV/0! | #DIV/0! | #VALUE! | #VALUE! | #VALUE! | #VALUE! | #VALUE! | 334.65 | #DIV/0! | #DIV/0! | 0 | #DIV/0! | #DIV/0! | #DIV/0! | [7 empty] | days | kW | °C | °C | °C | kW |  | Check Php | [16 empty] | days |  |  | °C | °C | kW |  | Check Php | [24 empty] | days | kW | °C | °C | °C | kW |  | Check Php | [16 empty] | days |  |  | °C | °C | kW |  | Check Php
[5 empty] | Max load for heating |  | Pmax_heating |  | 0 | kW | [44 empty] | 0 | #VALUE! | #VALUE! | 61.5 | #DIV/0! | #DIV/0! |  |  | #DIV/0! | [15 empty] | 21.3175 |  |  | 61.5 | #DIV/0! | #DIV/0! |  |  | #DIV/0! | [23 empty] | 0 | #VALUE! | #VALUE! | 61.5 | #DIV/0! | #DIV/0! |  |  | #DIV/0! | [15 empty] | 21.3175 |  |  | 61.5 | #DIV/0! | #DIV/0! |  |  | #DIV/0!
[5 empty] | Beginning of heating period |  | t_hl |  | 0 | days | [17 empty] | Total: |  |  |  |  | #VALUE! |  |  | #DIV/0! | #DIV/0! | [7 empty] | #DIV/0! | #DIV/0! | #DIV/0! | [7 empty] | 0 | #VALUE! | #VALUE! | 61.5 | #DIV/0! | #DIV/0! |  |  | #DIV/0! | [15 empty] | 63.9525 |  |  | 61.5 | #DIV/0! | #DIV/0! |  |  | #DIV/0! | [23 empty] | 0 | #VALUE! | #VALUE! | 61.5 | #DIV/0! | #DIV/0! |  |  | #DIV/0! | [15 empty] | 63.9525 |  |  | 61.5 | #DIV/0! | #DIV/0! |  |  | #DIV/0!
[5 empty] | Duration of heating period for Heating and DHW |  | t_hg |  | #VALUE! | days | [44 empty] | 0 | #VALUE! | #VALUE! | 61.5 | #DIV/0! | #DIV/0! |  |  | #DIV/0! | [15 empty] | 106.5875 |  |  | 61.5 | #DIV/0! | #DIV/0! |  |  | #DIV/0! | [23 empty] | 0 | #VALUE! | #VALUE! | 61.5 | #DIV/0! | #DIV/0! |  |  | #DIV/0! | [15 empty] | 106.5875 |  |  | 61.5 | #DIV/0! | #DIV/0! |  |  | #DIV/0!
[5 empty] | length of bin |  | bin |  | #VALUE! | days | [71 empty] | summer: | #DIV/0! | [54 empty] | summer: | #DIV/0!
[5 empty] | Ambient temperature at the end of heating period |  | θ_hg |  | #VALUE! | °C
[5 empty] | Power from gains of DHW storage |  | Pgain_storage |  | 0 | kW | [17 empty] | HEATING GHX | [18 empty] | PHPP input | PHPP input
[5 empty] | Max load for both |  | Pmax |  | 0 | kW | [21 empty] | Groud Temp. |  |  |  | ideal | [8 empty] | GHX | month | Demand | days/m | days sum | θ_soil | sort_Demand | sort_θ_soil | θ_soil_bin |  |  | θ_src | Php | COP | Psrc | P_src_loop | offset num | max_dif_temp |  | θ_src | Php | COP | Psrc | P_src_loop | offset num | max_dif_temp |  | θ_src | Php | COP | Psrc | P_src_loop | offset num | max_dif_temp |  | θ_src | Php | COP | Psrc | P_src_loop | offset num | max_dif_temp |  | θ_src | Php | COP | Psrc | P_src_loop | offset num | max_dif_temp |  | θ_src | Php | COP | Psrc | P_src_loop | offset num | max_dif_temp | summer | θ_src | Php | COP | Psrc | P_src_loop | offset num | max_dif_temp |  | θ_src | Php | COP | Psrc | P_src_loop | offset num | max_dif_temp |  | θ_src | Php | COP | Psrc | P_src_loop | offset num | max_dif_temp |  | θ_src | Php | COP | Psrc | P_src_loop | offset num | max_dif_temp |  | θ_src | Php | COP | Psrc | P_src_loop | offset num | max_dif_temp |  | θ_src | Php | COP | Psrc | P_src_loop | offset num | max_dif_temp |  | θ_src | Php | COP | Psrc | P_src_loop | offset num | max_dif_temp | summer | θ_src | Php | COP | Psrc | P_src_loop | offset num | max_dif_temp
[5 empty] | Load at the end of heating period |  | P(t_hg) |  | 0 | kW | [17 empty] | time bins | t_bins with t_leist | t_bin hour | Pbin | θ_soil | θ_src_bin | Q_demand_bin | θ_src_COP | Phouse_m | θ_m+Δθ/2 | θ_snk_COP | COP | P_stor_o | Q_stor_o | Q_el_h | Q_el_st |  | analysis |  | kWh | days | days | °C | kWh | °C | °C |  |  | °C | W |  | W | W |  | °C |  | °C | W |  | W | W |  | °C |  | °C | W |  | W | W |  | °C |  | °C | W |  | W | W |  | °C |  | °C | W |  | W | W |  | °C |  | °C | W |  | W | W |  | °C |  | °C | W |  | W | W |  | °C |  | °C | W |  | W | W |  | °C |  | °C | W |  | W | W |  | °C |  | °C | W |  | W | W |  | °C |  | °C | W |  | W | W |  | °C |  | °C | W |  | W | W |  | °C |  | °C | W |  | W | W |  | °C |  | °C | W |  | W | W |  | °C
[5 empty] | P(t) = h1 * time + h2 |  | h1 |  | #VALUE! | [18 empty] | days | days | hours | kW |  | °C | kWh | K | kW | °C | K |  | kW | kWh | kWh | kWh |  |  | 1 | 578.7431 | 31 | 15.5 | 5.5329 | 578.7431 | 5.5329 | 5.5329 |  |  |  | 0 | 0 | #DIV/0! |  |  | #DIV/0! |  |  | 0 | 0 | #DIV/0! |  |  | #DIV/0! |  |  | 0 | 0 | #DIV/0! |  |  | #DIV/0! | 0 | 5.5329 | 0 | 0 | #DIV/0! |  |  | #DIV/0! | 0 | 6.0549 | 0 | 0 | #DIV/0! |  |  | #DIV/0! | 0 | 7.0258 | 0 | 0 | #DIV/0! |  |  | #DIV/0! | 0 | 14.7685 | 0 | 0 | #DIV/0! |  |  | #DIV/0! |  |  | #DIV/0! | #DIV/0! | #DIV/0! |  |  | #DIV/0! |  |  | #DIV/0! | #DIV/0! | #DIV/0! |  |  | #DIV/0! |  |  | #DIV/0! | #DIV/0! | #DIV/0! |  |  | #DIV/0! | 0 | #DIV/0! | #DIV/0! | #DIV/0! | #DIV/0! |  |  | #DIV/0! | 0 | #DIV/0! | #DIV/0! | #DIV/0! | #DIV/0! |  |  | #DIV/0! | 0 | #DIV/0! | #DIV/0! | #DIV/0! | #DIV/0! |  |  | #DIV/0! | 0 | #DIV/0! | #DIV/0! | #DIV/0! | #DIV/0! |  |  | #DIV/0!
[7 empty] | h2 |  | #VALUE! | [17 empty] | 1 | 0 | 0 | 0 | #DIV/0! | [14 empty] | 2 | 428.15 | 28 | 45 | 7.0936 | 573.582 | 5.5382 | 6.0549 |  | 1 | #DIV/0! | #DIV/0! | #DIV/0! | #DIV/0! | #DIV/0! | #DIV/0! | step | 1 | #DIV/0! | #DIV/0! | #DIV/0! | #DIV/0! | #DIV/0! | #DIV/0! |  | 1 | #DIV/0! | #DIV/0! | #DIV/0! | #DIV/0! | #DIV/0! | #DIV/0! |  | 1 | #DIV/0! | #DIV/0! | #DIV/0! | #DIV/0! | #DIV/0! | #DIV/0! | step | 1 | #DIV/0! | #DIV/0! | #DIV/0! | #DIV/0! | #DIV/0! | #DIV/0! |  | 1 | #DIV/0! | #DIV/0! | #DIV/0! | #DIV/0! | #DIV/0! | #DIV/0! |  | 1 | #DIV/0! | #DIV/0! | #DIV/0! | #DIV/0! | #DIV/0! | #DIV/0! |  | 1 | #DIV/0! | #DIV/0! | #DIV/0! | #DIV/0! | #DIV/0! | #DIV/0! | step | 1 | #DIV/0! | #DIV/0! | #DIV/0! | #DIV/0! | #DIV/0! | #DIV/0! |  | 1 | #DIV/0! | #DIV/0! | #DIV/0! | #DIV/0! | #DIV/0! | #DIV/0! |  | 1 | #DIV/0! | #DIV/0! | #DIV/0! | #DIV/0! | #DIV/0! | #DIV/0! | step | 1 | #DIV/0! | #DIV/0! | #DIV/0! | #DIV/0! | #DIV/0! | #DIV/0! |  | 1 | #DIV/0! | #DIV/0! | #DIV/0! | #DIV/0! | #DIV/0! | #DIV/0! |  | 1 | #DIV/0! | #DIV/0! | #DIV/0! | #DIV/0! | #DIV/0! | #DIV/0!
[5 empty] | time in which direct electricity stops |  | t_leist |  | #DIV/0! | days | #DIV/0! | days |  |  |  | #DIV/0! | days | [9 empty] | 2 | 0 | #DIV/0! | #DIV/0! | #DIV/0! | 5.5329 | #DIV/0! | #DIV/0! | #DIV/0! | #DIV/0! | #DIV/0! | 334.65 | #DIV/0! | 0 | #DIV/0! | #DIV/0! | #DIV/0! |  |  | 3 | 321.4809 | 31 | 74.5 | 9.7809 | 428.15 | 7.0936 | 7.0258 |  | 2 | #DIV/0! | #DIV/0! | #DIV/0! | #DIV/0! | #DIV/0! | #DIV/0! | °C | 2 | #DIV/0! | #DIV/0! | #DIV/0! | #DIV/0! | #DIV/0! | #DIV/0! |  | 2 | #DIV/0! | #DIV/0! | #DIV/0! | #DIV/0! | #DIV/0! | #DIV/0! |  | 2 | #DIV/0! | #DIV/0! | #DIV/0! | #DIV/0! | #DIV/0! | #DIV/0! | °C | 2 | #DIV/0! | #DIV/0! | #DIV/0! | #DIV/0! | #DIV/0! | #DIV/0! |  | 2 | #DIV/0! | #DIV/0! | #DIV/0! | #DIV/0! | #DIV/0! | #DIV/0! |  | 2 | #DIV/0! | #DIV/0! | #DIV/0! | #DIV/0! | #DIV/0! | #DIV/0! |  | 2 | #DIV/0! | #DIV/0! | #DIV/0! | #DIV/0! | #DIV/0! | #DIV/0! | °C | 2 | #DIV/0! | #DIV/0! | #DIV/0! | #DIV/0! | #DIV/0! | #DIV/0! |  | 2 | #DIV/0! | #DIV/0! | #DIV/0! | #DIV/0! | #DIV/0! | #DIV/0! |  | 2 | #DIV/0! | #DIV/0! | #DIV/0! | #DIV/0! | #DIV/0! | #DIV/0! | °C | 2 | #DIV/0! | #DIV/0! | #DIV/0! | #DIV/0! | #DIV/0! | #DIV/0! |  | 2 | #DIV/0! | #DIV/0! | #DIV/0! | #DIV/0! | #DIV/0! | #DIV/0! |  | 2 | #DIV/0! | #DIV/0! | #DIV/0! | #DIV/0! | #DIV/0! | #DIV/0!
[5 empty] | Energy Supplied by Direct Electricity |  | Qdir |  |  | kWh/a |  | kWh/a |  |  |  |  | kWh/a | [9 empty] | 3 | 0 | #DIV/0! | #DIV/0! | #DIV/0! | #DIV/0! | #DIV/0! | #DIV/0! | #DIV/0! | #DIV/0! | #DIV/0! | 334.65 | #DIV/0! | 0 | #DIV/0! | #DIV/0! | #DIV/0! |  |  | 4 | 123.4661 | 30 | 105 | 13.022 | 375.2233 | 7.1836 |  |  | 3 | #DIV/0! | #DIV/0! | #DIV/0! | #DIV/0! | #DIV/0! | #DIV/0! | 0.1 | 3 | #DIV/0! | #DIV/0! | #DIV/0! | #DIV/0! | #DIV/0! | #DIV/0! |  | 3 | #DIV/0! | #DIV/0! | #DIV/0! | #DIV/0! | #DIV/0! | #DIV/0! |  | 3 | #DIV/0! | #DIV/0! | #DIV/0! | #DIV/0! | #DIV/0! | #DIV/0! | 0.1 | 3 | #DIV/0! | #DIV/0! | #DIV/0! | #DIV/0! | #DIV/0! | #DIV/0! |  | 3 | #DIV/0! | #DIV/0! | #DIV/0! | #DIV/0! | #DIV/0! | #DIV/0! |  | 3 | #DIV/0! | #DIV/0! | #DIV/0! | #DIV/0! | #DIV/0! | #DIV/0! |  | 3 | #DIV/0! | #DIV/0! | #DIV/0! | #DIV/0! | #DIV/0! | #DIV/0! | 0.1 | 3 | #DIV/0! | #DIV/0! | #DIV/0! | #DIV/0! | #DIV/0! | #DIV/0! |  | 3 | #DIV/0! | #DIV/0! | #DIV/0! | #DIV/0! | #DIV/0! | #DIV/0! |  | 3 | #DIV/0! | #DIV/0! | #DIV/0! | #DIV/0! | #DIV/0! | #DIV/0! | 0.1 | 3 | #DIV/0! | #DIV/0! | #DIV/0! | #DIV/0! | #DIV/0! | #DIV/0! |  | 3 | #DIV/0! | #DIV/0! | #DIV/0! | #DIV/0! | #DIV/0! | #DIV/0! |  | 3 | #DIV/0! | #DIV/0! | #DIV/0! | #DIV/0! | #DIV/0! | #DIV/0!
[5 empty] | max heat Load for ideal case |  | Pmax_heating |  | #VALUE! | kW | [16 empty] | 4 | 0 | #DIV/0! | #DIV/0! | #DIV/0! | #DIV/0! | #DIV/0! | #DIV/0! | #DIV/0! | #DIV/0! | #DIV/0! | 334.65 | #DIV/0! | 0 | #DIV/0! | #DIV/0! | #DIV/0! |  |  | 5 | 7.5871 | 31 | 135.5 | 15.8702 | 321.4809 | 9.7809 |  |  | 4 | #DIV/0! | #DIV/0! | #DIV/0! | #DIV/0! | #DIV/0! | #DIV/0! |  | 4 | #DIV/0! | #DIV/0! | #DIV/0! | #DIV/0! | #DIV/0! | #DIV/0! |  | 4 | #DIV/0! | #DIV/0! | #DIV/0! | #DIV/0! | #DIV/0! | #DIV/0! |  | 4 | #DIV/0! | #DIV/0! | #DIV/0! | #DIV/0! | #DIV/0! | #DIV/0! |  | 4 | #DIV/0! | #DIV/0! | #DIV/0! | #DIV/0! | #DIV/0! | #DIV/0! |  | 4 | #DIV/0! | #DIV/0! | #DIV/0! | #DIV/0! | #DIV/0! | #DIV/0! |  | 4 | #DIV/0! | #DIV/0! | #DIV/0! | #DIV/0! | #DIV/0! | #DIV/0! |  | 4 | #DIV/0! | #DIV/0! | #DIV/0! | #DIV/0! | #DIV/0! | #DIV/0! |  | 4 | #DIV/0! | #DIV/0! | #DIV/0! | #DIV/0! | #DIV/0! | #DIV/0! |  | 4 | #DIV/0! | #DIV/0! | #DIV/0! | #DIV/0! | #DIV/0! | #DIV/0! |  | 4 | #DIV/0! | #DIV/0! | #DIV/0! | #DIV/0! | #DIV/0! | #DIV/0! |  | 4 | #DIV/0! | #DIV/0! | #DIV/0! | #DIV/0! | #DIV/0! | #DIV/0! |  | 4 | #DIV/0! | #DIV/0! | #DIV/0! | #DIV/0! | #DIV/0! | #DIV/0! |  | 4 | #DIV/0! | #DIV/0! | #DIV/0! | #DIV/0! | #DIV/0! | #DIV/0!
[27 empty] | 5 | 0 | #DIV/0! | #DIV/0! | #DIV/0! | #DIV/0! | #DIV/0! | #DIV/0! | #DIV/0! | #DIV/0! | #DIV/0! | 334.65 | 1 | 0 | #DIV/0! | #DIV/0! | #DIV/0! |  |  | 6 | 0.066207 | 30 | 166 | 17.559 | 123.4661 | 13.022 |  |  | 5 | #DIV/0! | #DIV/0! | #DIV/0! | #DIV/0! | #DIV/0! | #DIV/0! |  | 5 | #DIV/0! | #DIV/0! | #DIV/0! | #DIV/0! | #DIV/0! | #DIV/0! |  | 5 | #DIV/0! | #DIV/0! | #DIV/0! | #DIV/0! | #DIV/0! | #DIV/0! |  | 5 | #DIV/0! | #DIV/0! | #DIV/0! | #DIV/0! | #DIV/0! | #DIV/0! |  | 5 | #DIV/0! | #DIV/0! | #DIV/0! | #DIV/0! | #DIV/0! | #DIV/0! |  | 5 | #DIV/0! | #DIV/0! | #DIV/0! | #DIV/0! | #DIV/0! | #DIV/0! |  | 5 | #DIV/0! | #DIV/0! | #DIV/0! | #DIV/0! | #DIV/0! | #DIV/0! |  | 5 | #DIV/0! | #DIV/0! | #DIV/0! | #DIV/0! | #DIV/0! | #DIV/0! |  | 5 | #DIV/0! | #DIV/0! | #DIV/0! | #DIV/0! | #DIV/0! | #DIV/0! |  | 5 | #DIV/0! | #DIV/0! | #DIV/0! | #DIV/0! | #DIV/0! | #DIV/0! |  | 5 | #DIV/0! | #DIV/0! | #DIV/0! | #DIV/0! | #DIV/0! | #DIV/0! |  | 5 | #DIV/0! | #DIV/0! | #DIV/0! | #DIV/0! | #DIV/0! | #DIV/0! |  | 5 | #DIV/0! | #DIV/0! | #DIV/0! | #DIV/0! | #DIV/0! | #DIV/0! |  | 5 | #DIV/0! | #DIV/0! | #DIV/0! | #DIV/0! | #DIV/0! | #DIV/0!
|  |  |  | Ground | Depth |  | z |  | 0 | m | 0 | m |  |  |  | 0 | m |  | 0 | m | [25 empty] | 7 | 0.00045845 | 31 | 196.5 | 17.6339 | 104.0016 | 10.0073 |  |  | 6 | #DIV/0! | #DIV/0! | #DIV/0! | #DIV/0! | #DIV/0! | #DIV/0! |  | 6 | #DIV/0! | #DIV/0! | #DIV/0! | #DIV/0! | #DIV/0! | #DIV/0! |  | 6 | #DIV/0! | #DIV/0! | #DIV/0! | #DIV/0! | #DIV/0! | #DIV/0! |  | 6 | #DIV/0! | #DIV/0! | #DIV/0! | #DIV/0! | #DIV/0! | #DIV/0! |  | 6 | #DIV/0! | #DIV/0! | #DIV/0! | #DIV/0! | #DIV/0! | #DIV/0! |  | 6 | #DIV/0! | #DIV/0! | #DIV/0! | #DIV/0! | #DIV/0! | #DIV/0! |  | 6 | #DIV/0! | #DIV/0! | #DIV/0! | #DIV/0! | #DIV/0! | #DIV/0! |  | 6 | #DIV/0! | #DIV/0! | #DIV/0! | #DIV/0! | #DIV/0! | #DIV/0! |  | 6 | #DIV/0! | #DIV/0! | #DIV/0! | #DIV/0! | #DIV/0! | #DIV/0! |  | 6 | #DIV/0! | #DIV/0! | #DIV/0! | #DIV/0! | #DIV/0! | #DIV/0! |  | 6 | #DIV/0! | #DIV/0! | #DIV/0! | #DIV/0! | #DIV/0! | #DIV/0! |  | 6 | #DIV/0! | #DIV/0! | #DIV/0! | #DIV/0! | #DIV/0! | #DIV/0! |  | 6 | #DIV/0! | #DIV/0! | #DIV/0! | #DIV/0! | #DIV/0! | #DIV/0! |  | 6 | #DIV/0! | #DIV/0! | #DIV/0! | #DIV/0! | #DIV/0! | #DIV/0!
[7 empty] | UA_test |  | 0 | must be=1 | 1 |  |  |  |  | 1 |  |  | 1 | [8 empty] | Total: | [5 empty] | #DIV/0! | [6 empty] | #DIV/0! |  |  |  |  | 8 | 3.978e-05 | 31 | 227.5 | 16.0374 | 7.5871 | 15.8702 |  |  | 7 | #DIV/0! | #DIV/0! | #DIV/0! | #DIV/0! | #DIV/0! | #DIV/0! |  | 7 | #DIV/0! | #DIV/0! | #DIV/0! | #DIV/0! | #DIV/0! | #DIV/0! |  | 7 | #DIV/0! | #DIV/0! | #DIV/0! | #DIV/0! | #DIV/0! | #DIV/0! |  | 7 | #DIV/0! | #DIV/0! | #DIV/0! | #DIV/0! | #DIV/0! | #DIV/0! |  | 7 | #DIV/0! | #DIV/0! | #DIV/0! | #DIV/0! | #DIV/0! | #DIV/0! |  | 7 | #DIV/0! | #DIV/0! | #DIV/0! | #DIV/0! | #DIV/0! | #DIV/0! |  | 7 | #DIV/0! | #DIV/0! | #DIV/0! | #DIV/0! | #DIV/0! | #DIV/0! |  | 7 | #DIV/0! | #DIV/0! | #DIV/0! | #DIV/0! | #DIV/0! | #DIV/0! |  | 7 | #DIV/0! | #DIV/0! | #DIV/0! | #DIV/0! | #DIV/0! | #DIV/0! |  | 7 | #DIV/0! | #DIV/0! | #DIV/0! | #DIV/0! | #DIV/0! | #DIV/0! |  | 7 | #DIV/0! | #DIV/0! | #DIV/0! | #DIV/0! | #DIV/0! | #DIV/0! |  | 7 | #DIV/0! | #DIV/0! | #DIV/0! | #DIV/0! | #DIV/0! | #DIV/0! |  | 7 | #DIV/0! | #DIV/0! | #DIV/0! | #DIV/0! | #DIV/0! | #DIV/0! |  | 7 | #DIV/0! | #DIV/0! | #DIV/0! | #DIV/0! | #DIV/0! | #DIV/0!
[5 empty] | Working hours of GHX_pump for heating |  |  |  | 0 | hours | #DIV/0! | hours |  |  |  | #DIV/0! | hours | [28 empty] | 9 | 0.5179 | 30 | 258 | 13.2494 | 0.5179 | 13.2494 |  |  | 8 | #DIV/0! | #DIV/0! | #DIV/0! | #DIV/0! | #DIV/0! | #DIV/0! |  | 8 | #DIV/0! | #DIV/0! | #DIV/0! | #DIV/0! | #DIV/0! | #DIV/0! |  | 8 | #DIV/0! | #DIV/0! | #DIV/0! | #DIV/0! | #DIV/0! | #DIV/0! |  | 8 | #DIV/0! | #DIV/0! | #DIV/0! | #DIV/0! | #DIV/0! | #DIV/0! |  | 8 | #DIV/0! | #DIV/0! | #DIV/0! | #DIV/0! | #DIV/0! | #DIV/0! |  | 8 | #DIV/0! | #DIV/0! | #DIV/0! | #DIV/0! | #DIV/0! | #DIV/0! |  | 8 | #DIV/0! | #DIV/0! | #DIV/0! | #DIV/0! | #DIV/0! | #DIV/0! |  | 8 | #DIV/0! | #DIV/0! | #DIV/0! | #DIV/0! | #DIV/0! | #DIV/0! |  | 8 | #DIV/0! | #DIV/0! | #DIV/0! | #DIV/0! | #DIV/0! | #DIV/0! |  | 8 | #DIV/0! | #DIV/0! | #DIV/0! | #DIV/0! | #DIV/0! | #DIV/0! |  | 8 | #DIV/0! | #DIV/0! | #DIV/0! | #DIV/0! | #DIV/0! | #DIV/0! |  | 8 | #DIV/0! | #DIV/0! | #DIV/0! | #DIV/0! | #DIV/0! | #DIV/0! |  | 8 | #DIV/0! | #DIV/0! | #DIV/0! | #DIV/0! | #DIV/0! | #DIV/0! |  | 8 | #DIV/0! | #DIV/0! | #DIV/0! | #DIV/0! | #DIV/0! | #DIV/0!
[5 empty] | Working hours of GHX_pump for DHW |  |  |  | 0 | hours | #DIV/0! | hours |  |  |  | #DIV/0! | hours | [28 empty] | 10 | 104.0016 | 31 | 288.5 | 10.0073 | 0.066207 | 17.559 | θ_summer |  | 9 | #DIV/0! | #DIV/0! | #DIV/0! | #DIV/0! | #DIV/0! | #DIV/0! |  | 9 | #DIV/0! | #DIV/0! | #DIV/0! | #DIV/0! | #DIV/0! | #DIV/0! |  | 9 | #DIV/0! | #DIV/0! | #DIV/0! | #DIV/0! | #DIV/0! | #DIV/0! |  | 9 | #DIV/0! | #DIV/0! | #DIV/0! | #DIV/0! | #DIV/0! | #DIV/0! |  | 9 | #DIV/0! | #DIV/0! | #DIV/0! | #DIV/0! | #DIV/0! | #DIV/0! |  | 9 | #DIV/0! | #DIV/0! | #DIV/0! | #DIV/0! | #DIV/0! | #DIV/0! |  | 9 | #DIV/0! | #DIV/0! | #DIV/0! | #DIV/0! | #DIV/0! | #DIV/0! |  | 9 | #DIV/0! | #DIV/0! | #DIV/0! | #DIV/0! | #DIV/0! | #DIV/0! |  | 9 | #DIV/0! | #DIV/0! | #DIV/0! | #DIV/0! | #DIV/0! | #DIV/0! |  | 9 | #DIV/0! | #DIV/0! | #DIV/0! | #DIV/0! | #DIV/0! | #DIV/0! |  | 9 | #DIV/0! | #DIV/0! | #DIV/0! | #DIV/0! | #DIV/0! | #DIV/0! |  | 9 | #DIV/0! | #DIV/0! | #DIV/0! | #DIV/0! | #DIV/0! | #DIV/0! |  | 9 | #DIV/0! | #DIV/0! | #DIV/0! | #DIV/0! | #DIV/0! | #DIV/0! |  | 9 | #DIV/0! | #DIV/0! | #DIV/0! | #DIV/0! | #DIV/0! | #DIV/0!
[5 empty] | Heat capacity of brine |  | cp |  | 0 | J/(kg*K) | 4180 | J/(kg*K) |  |  |  | 3950 | J/(kg*K) |  | 3950 | J/(kg*K) | [7 empty] | DHW GHX | [17 empty] | 11 | 375.2233 | 30 | 319 | 7.1836 | 0.00045845 | 17.6339 | °C |  | 10 | #DIV/0! | #DIV/0! | #DIV/0! | #DIV/0! | #DIV/0! | #DIV/0! |  | 10 | #DIV/0! | #DIV/0! | #DIV/0! | #DIV/0! | #DIV/0! | #DIV/0! |  | 10 | #DIV/0! | #DIV/0! | #DIV/0! | #DIV/0! | #DIV/0! | #DIV/0! |  | 10 | #DIV/0! | #DIV/0! | #DIV/0! | #DIV/0! | #DIV/0! | #DIV/0! |  | 10 | #DIV/0! | #DIV/0! | #DIV/0! | #DIV/0! | #DIV/0! | #DIV/0! |  | 10 | #DIV/0! | #DIV/0! | #DIV/0! | #DIV/0! | #DIV/0! | #DIV/0! |  | 10 | #DIV/0! | #DIV/0! | #DIV/0! | #DIV/0! | #DIV/0! | #DIV/0! |  | 10 | #DIV/0! | #DIV/0! | #DIV/0! | #DIV/0! | #DIV/0! | #DIV/0! |  | 10 | #DIV/0! | #DIV/0! | #DIV/0! | #DIV/0! | #DIV/0! | #DIV/0! |  | 10 | #DIV/0! | #DIV/0! | #DIV/0! | #DIV/0! | #DIV/0! | #DIV/0! |  | 10 | #DIV/0! | #DIV/0! | #DIV/0! | #DIV/0! | #DIV/0! | #DIV/0! |  | 10 | #DIV/0! | #DIV/0! | #DIV/0! | #DIV/0! | #DIV/0! | #DIV/0! |  | 10 | #DIV/0! | #DIV/0! | #DIV/0! | #DIV/0! | #DIV/0! | #DIV/0! |  | 10 | #DIV/0! | #DIV/0! | #DIV/0! | #DIV/0! | #DIV/0! | #DIV/0!
[5 empty] | Electrical energy of pump for GHX for heating |  | Q_pump |  | 0 | kWh/a | #DIV/0! | kWh/a |  |  |  | #DIV/0! | kWh/a | [14 empty] | Groud Temp. | [13 empty] | 12 | 573.582 | 31 | 349.5 | 5.5382 | 3.978e-05 | 16.0374 | 14.7685 |  | 11 | #DIV/0! | #DIV/0! | #DIV/0! | #DIV/0! | #DIV/0! | #DIV/0! |  | 11 | #DIV/0! | #DIV/0! | #DIV/0! | #DIV/0! | #DIV/0! | #DIV/0! |  | 11 | #DIV/0! | #DIV/0! | #DIV/0! | #DIV/0! | #DIV/0! | #DIV/0! |  | 11 | #DIV/0! | #DIV/0! | #DIV/0! | #DIV/0! | #DIV/0! | #DIV/0! |  | 11 | #DIV/0! | #DIV/0! | #DIV/0! | #DIV/0! | #DIV/0! | #DIV/0! |  | 11 | #DIV/0! | #DIV/0! | #DIV/0! | #DIV/0! | #DIV/0! | #DIV/0! |  | 11 | #DIV/0! | #DIV/0! | #DIV/0! | #DIV/0! | #DIV/0! | #DIV/0! |  | 11 | #DIV/0! | #DIV/0! | #DIV/0! | #DIV/0! | #DIV/0! | #DIV/0! |  | 11 | #DIV/0! | #DIV/0! | #DIV/0! | #DIV/0! | #DIV/0! | #DIV/0! |  | 11 | #DIV/0! | #DIV/0! | #DIV/0! | #DIV/0! | #DIV/0! | #DIV/0! |  | 11 | #DIV/0! | #DIV/0! | #DIV/0! | #DIV/0! | #DIV/0! | #DIV/0! |  | 11 | #DIV/0! | #DIV/0! | #DIV/0! | #DIV/0! | #DIV/0! | #DIV/0! |  | 11 | #DIV/0! | #DIV/0! | #DIV/0! | #DIV/0! | #DIV/0! | #DIV/0! |  | 11 | #DIV/0! | #DIV/0! | #DIV/0! | #DIV/0! | #DIV/0! | #DIV/0!
[5 empty] | Electrical energy of pump for GHX for DHW |  | Q_pump |  | 0 | kWh/a | #DIV/0! | kWh/a |  |  |  | #DIV/0! | kWh/a | [10 empty] | time bins | t_bins with t_leist | t_bin hour | Pbin | θ_soil | θ_src_bin | Psolar_bin | Qsolar | Q_bin-Qsol | Q_dhw_bin | θ_src_COP | θ_snk_COP | COP | Q_el_h | P_summer | COP_summer | [11 empty] | 12 | #DIV/0! | #DIV/0! | #DIV/0! | #DIV/0! | #DIV/0! | #DIV/0! |  | 12 | #DIV/0! | #DIV/0! | #DIV/0! | #DIV/0! | #DIV/0! | #DIV/0! |  | 12 | #DIV/0! | #DIV/0! | #DIV/0! | #DIV/0! | #DIV/0! | #DIV/0! |  | 12 | #DIV/0! | #DIV/0! | #DIV/0! | #DIV/0! | #DIV/0! | #DIV/0! |  | 12 | #DIV/0! | #DIV/0! | #DIV/0! | #DIV/0! | #DIV/0! | #DIV/0! |  | 12 | #DIV/0! | #DIV/0! | #DIV/0! | #DIV/0! | #DIV/0! | #DIV/0! |  | 12 | #DIV/0! | #DIV/0! | #DIV/0! | #DIV/0! | #DIV/0! | #DIV/0! |  | 12 | #DIV/0! | #DIV/0! | #DIV/0! | #DIV/0! | #DIV/0! | #DIV/0! |  | 12 | #DIV/0! | #DIV/0! | #DIV/0! | #DIV/0! | #DIV/0! | #DIV/0! |  | 12 | #DIV/0! | #DIV/0! | #DIV/0! | #DIV/0! | #DIV/0! | #DIV/0! |  | 12 | #DIV/0! | #DIV/0! | #DIV/0! | #DIV/0! | #DIV/0! | #DIV/0! |  | 12 | #DIV/0! | #DIV/0! | #DIV/0! | #DIV/0! | #DIV/0! | #DIV/0! |  | 12 | #DIV/0! | #DIV/0! | #DIV/0! | #DIV/0! | #DIV/0! | #DIV/0! |  | 12 | #DIV/0! | #DIV/0! | #DIV/0! | #DIV/0! | #DIV/0! | #DIV/0!
[5 empty] | Electrical energy of pump for GHX total |  | Q_pump |  | 0 | kWh/a | #DIV/0! | kWh/a |  |  |  | #DIV/0! | kWh/a | [10 empty] | days | days | hours | kW |  | °C | kW | kWh | kWh | kWh | K | K |  | kWh | [13 empty] | 13 | #DIV/0! | #DIV/0! | #DIV/0! | #DIV/0! | #DIV/0! | #DIV/0! |  | 13 | #DIV/0! | #DIV/0! | #DIV/0! | #DIV/0! | #DIV/0! | #DIV/0! |  | 13 | #DIV/0! | #DIV/0! | #DIV/0! | #DIV/0! | #DIV/0! | #DIV/0! |  | 13 | #DIV/0! | #DIV/0! | #DIV/0! | #DIV/0! | #DIV/0! | #DIV/0! |  | 13 | #DIV/0! | #DIV/0! | #DIV/0! | #DIV/0! | #DIV/0! | #DIV/0! |  | 13 | #DIV/0! | #DIV/0! | #DIV/0! | #DIV/0! | #DIV/0! | #DIV/0! |  | 13 | #DIV/0! | #DIV/0! | #DIV/0! | #DIV/0! | #DIV/0! | #DIV/0! |  | 13 | #DIV/0! | #DIV/0! | #DIV/0! | #DIV/0! | #DIV/0! | #DIV/0! |  | 13 | #DIV/0! | #DIV/0! | #DIV/0! | #DIV/0! | #DIV/0! | #DIV/0! |  | 13 | #DIV/0! | #DIV/0! | #DIV/0! | #DIV/0! | #DIV/0! | #DIV/0! |  | 13 | #DIV/0! | #DIV/0! | #DIV/0! | #DIV/0! | #DIV/0! | #DIV/0! |  | 13 | #DIV/0! | #DIV/0! | #DIV/0! | #DIV/0! | #DIV/0! | #DIV/0! |  | 13 | #DIV/0! | #DIV/0! | #DIV/0! | #DIV/0! | #DIV/0! | #DIV/0! |  | 13 | #DIV/0! | #DIV/0! | #DIV/0! | #DIV/0! | #DIV/0! | #DIV/0!
[7 empty] | U * A GHX |  | 0 | W/K | 10000000 | W/K |  |  |  |  | W/K |  |  | W/K | [6 empty] | 1 | 0 | 0 | 0 | #DIV/0! |  |  | 0 | [20 empty] | 14 | #DIV/0! | #DIV/0! | #DIV/0! | #DIV/0! | #DIV/0! | #DIV/0! |  | 14 | #DIV/0! | #DIV/0! | #DIV/0! | #DIV/0! | #DIV/0! | #DIV/0! |  | 14 | #DIV/0! | #DIV/0! | #DIV/0! | #DIV/0! | #DIV/0! | #DIV/0! |  | 14 | #DIV/0! | #DIV/0! | #DIV/0! | #DIV/0! | #DIV/0! | #DIV/0! |  | 14 | #DIV/0! | #DIV/0! | #DIV/0! | #DIV/0! | #DIV/0! | #DIV/0! |  | 14 | #DIV/0! | #DIV/0! | #DIV/0! | #DIV/0! | #DIV/0! | #DIV/0! |  | 14 | #DIV/0! | #DIV/0! | #DIV/0! | #DIV/0! | #DIV/0! | #DIV/0! |  | 14 | #DIV/0! | #DIV/0! | #DIV/0! | #DIV/0! | #DIV/0! | #DIV/0! |  | 14 | #DIV/0! | #DIV/0! | #DIV/0! | #DIV/0! | #DIV/0! | #DIV/0! |  | 14 | #DIV/0! | #DIV/0! | #DIV/0! | #DIV/0! | #DIV/0! | #DIV/0! |  | 14 | #DIV/0! | #DIV/0! | #DIV/0! | #DIV/0! | #DIV/0! | #DIV/0! |  | 14 | #DIV/0! | #DIV/0! | #DIV/0! | #DIV/0! | #DIV/0! | #DIV/0! |  | 14 | #DIV/0! | #DIV/0! | #DIV/0! | #DIV/0! | #DIV/0! | #DIV/0! |  | 14 | #DIV/0! | #DIV/0! | #DIV/0! | #DIV/0! | #DIV/0! | #DIV/0!
[5 empty] | fluid mass flow |  | mf |  | 0 | kg/s | 1000000 | kg/s |  |  |  | 0 | kg/s |  | 0 | kg/s | [6 empty] | 2 | 42.635 | #DIV/0! | #DIV/0! | #DIV/0! | 5.5329 | #DIV/0! | 0 | #DIV/0! | #DIV/0! | #DIV/0! | #DIV/0! | 334.65 | #DIV/0! | #DIV/0! | [13 empty] | 15 | #DIV/0! | #DIV/0! | #DIV/0! | #DIV/0! | #DIV/0! | #DIV/0! |  | 15 | #DIV/0! | #DIV/0! | #DIV/0! | #DIV/0! | #DIV/0! | #DIV/0! |  | 15 | #DIV/0! | #DIV/0! | #DIV/0! | #DIV/0! | #DIV/0! | #DIV/0! |  | 15 | #DIV/0! | #DIV/0! | #DIV/0! | #DIV/0! | #DIV/0! | #DIV/0! |  | 15 | #DIV/0! | #DIV/0! | #DIV/0! | #DIV/0! | #DIV/0! | #DIV/0! |  | 15 | #DIV/0! | #DIV/0! | #DIV/0! | #DIV/0! | #DIV/0! | #DIV/0! |  | 15 | #DIV/0! | #DIV/0! | #DIV/0! | #DIV/0! | #DIV/0! | #DIV/0! |  | 15 | #DIV/0! | #DIV/0! | #DIV/0! | #DIV/0! | #DIV/0! | #DIV/0! |  | 15 | #DIV/0! | #DIV/0! | #DIV/0! | #DIV/0! | #DIV/0! | #DIV/0! |  | 15 | #DIV/0! | #DIV/0! | #DIV/0! | #DIV/0! | #DIV/0! | #DIV/0! |  | 15 | #DIV/0! | #DIV/0! | #DIV/0! | #DIV/0! | #DIV/0! | #DIV/0! |  | 15 | #DIV/0! | #DIV/0! | #DIV/0! | #DIV/0! | #DIV/0! | #DIV/0! |  | 15 | #DIV/0! | #DIV/0! | #DIV/0! | #DIV/0! | #DIV/0! | #DIV/0! |  | 15 | #DIV/0! | #DIV/0! | #DIV/0! | #DIV/0! | #DIV/0! | #DIV/0!
[27 empty] | 3 | 85.27 | #DIV/0! | #DIV/0! | #DIV/0! | #DIV/0! | #DIV/0! | 0 | #DIV/0! | #DIV/0! | #DIV/0! | #DIV/0! | 334.65 | #DIV/0! | #DIV/0! | [13 empty] | 16 | #DIV/0! | #DIV/0! | #DIV/0! | #DIV/0! | #DIV/0! | #DIV/0! |  | 16 | #DIV/0! | #DIV/0! | #DIV/0! | #DIV/0! | #DIV/0! | #DIV/0! |  | 16 | #DIV/0! | #DIV/0! | #DIV/0! | #DIV/0! | #DIV/0! | #DIV/0! |  | 16 | #DIV/0! | #DIV/0! | #DIV/0! | #DIV/0! | #DIV/0! | #DIV/0! |  | 16 | #DIV/0! | #DIV/0! | #DIV/0! | #DIV/0! | #DIV/0! | #DIV/0! |  | 16 | #DIV/0! | #DIV/0! | #DIV/0! | #DIV/0! | #DIV/0! | #DIV/0! |  | 16 | #DIV/0! | #DIV/0! | #DIV/0! | #DIV/0! | #DIV/0! | #DIV/0! |  | 16 | #DIV/0! | #DIV/0! | #DIV/0! | #DIV/0! | #DIV/0! | #DIV/0! |  | 16 | #DIV/0! | #DIV/0! | #DIV/0! | #DIV/0! | #DIV/0! | #DIV/0! |  | 16 | #DIV/0! | #DIV/0! | #DIV/0! | #DIV/0! | #DIV/0! | #DIV/0! |  | 16 | #DIV/0! | #DIV/0! | #DIV/0! | #DIV/0! | #DIV/0! | #DIV/0! |  | 16 | #DIV/0! | #DIV/0! | #DIV/0! | #DIV/0! | #DIV/0! | #DIV/0! |  | 16 | #DIV/0! | #DIV/0! | #DIV/0! | #DIV/0! | #DIV/0! | #DIV/0! |  | 16 | #DIV/0! | #DIV/0! | #DIV/0! | #DIV/0! | #DIV/0! | #DIV/0!
|  |  |  | factors | case of no storage: |  | factor |  | 1 | [17 empty] | 4 | 127.905 | #DIV/0! | #DIV/0! | #DIV/0! | #DIV/0! | #DIV/0! | 0 | #DIV/0! | #DIV/0! | #DIV/0! | #DIV/0! | 334.65 | #DIV/0! | #DIV/0! | [13 empty] | 17 | #DIV/0! | #DIV/0! | #DIV/0! | #DIV/0! | #DIV/0! | #DIV/0! |  | 17 | #DIV/0! | #DIV/0! | #DIV/0! | #DIV/0! | #DIV/0! | #DIV/0! |  | 17 | #DIV/0! | #DIV/0! | #DIV/0! | #DIV/0! | #DIV/0! | #DIV/0! |  | 17 | #DIV/0! | #DIV/0! | #DIV/0! | #DIV/0! | #DIV/0! | #DIV/0! |  | 17 | #DIV/0! | #DIV/0! | #DIV/0! | #DIV/0! | #DIV/0! | #DIV/0! |  | 17 | #DIV/0! | #DIV/0! | #DIV/0! | #DIV/0! | #DIV/0! | #DIV/0! |  | 17 | #DIV/0! | #DIV/0! | #DIV/0! | #DIV/0! | #DIV/0! | #DIV/0! |  | 17 | #DIV/0! | #DIV/0! | #DIV/0! | #DIV/0! | #DIV/0! | #DIV/0! |  | 17 | #DIV/0! | #DIV/0! | #DIV/0! | #DIV/0! | #DIV/0! | #DIV/0! |  | 17 | #DIV/0! | #DIV/0! | #DIV/0! | #DIV/0! | #DIV/0! | #DIV/0! |  | 17 | #DIV/0! | #DIV/0! | #DIV/0! | #DIV/0! | #DIV/0! | #DIV/0! |  | 17 | #DIV/0! | #DIV/0! | #DIV/0! | #DIV/0! | #DIV/0! | #DIV/0! |  | 17 | #DIV/0! | #DIV/0! | #DIV/0! | #DIV/0! | #DIV/0! | #DIV/0! |  | 17 | #DIV/0! | #DIV/0! | #DIV/0! | #DIV/0! | #DIV/0! | #DIV/0!
[5 empty] | consumption of GHX pump |  | factor |  | 1.1 | [17 empty] | 5 | 170.54 | #DIV/0! | #DIV/0! | #DIV/0! | #DIV/0! | #DIV/0! | 0 | #DIV/0! | #DIV/0! | #DIV/0! | #DIV/0! | 334.65 | 1 | #DIV/0! | [13 empty] | 18 | #DIV/0! | #DIV/0! | #DIV/0! | #DIV/0! | #DIV/0! | #DIV/0! |  | 18 | #DIV/0! | #DIV/0! | #DIV/0! | #DIV/0! | #DIV/0! | #DIV/0! |  | 18 | #DIV/0! | #DIV/0! | #DIV/0! | #DIV/0! | #DIV/0! | #DIV/0! |  | 18 | #DIV/0! | #DIV/0! | #DIV/0! | #DIV/0! | #DIV/0! | #DIV/0! |  | 18 | #DIV/0! | #DIV/0! | #DIV/0! | #DIV/0! | #DIV/0! | #DIV/0! |  | 18 | #DIV/0! | #DIV/0! | #DIV/0! | #DIV/0! | #DIV/0! | #DIV/0! |  | 18 | #DIV/0! | #DIV/0! | #DIV/0! | #DIV/0! | #DIV/0! | #DIV/0! |  | 18 | #DIV/0! | #DIV/0! | #DIV/0! | #DIV/0! | #DIV/0! | #DIV/0! |  | 18 | #DIV/0! | #DIV/0! | #DIV/0! | #DIV/0! | #DIV/0! | #DIV/0! |  | 18 | #DIV/0! | #DIV/0! | #DIV/0! | #DIV/0! | #DIV/0! | #DIV/0! |  | 18 | #DIV/0! | #DIV/0! | #DIV/0! | #DIV/0! | #DIV/0! | #DIV/0! |  | 18 | #DIV/0! | #DIV/0! | #DIV/0! | #DIV/0! | #DIV/0! | #DIV/0! |  | 18 | #DIV/0! | #DIV/0! | #DIV/0! | #DIV/0! | #DIV/0! | #DIV/0! |  | 18 | #DIV/0! | #DIV/0! | #DIV/0! | #DIV/0! | #DIV/0! | #DIV/0!
[5 empty] | storage offset |  | offset |  | 1.5 | K | [44 empty] | 19 | #DIV/0! | #DIV/0! | #DIV/0! | #DIV/0! | #DIV/0! | #DIV/0! |  | 19 | #DIV/0! | #DIV/0! | #DIV/0! | #DIV/0! | #DIV/0! | #DIV/0! |  | 19 | #DIV/0! | #DIV/0! | #DIV/0! | #DIV/0! | #DIV/0! | #DIV/0! |  | 19 | #DIV/0! | #DIV/0! | #DIV/0! | #DIV/0! | #DIV/0! | #DIV/0! |  | 19 | #DIV/0! | #DIV/0! | #DIV/0! | #DIV/0! | #DIV/0! | #DIV/0! |  | 19 | #DIV/0! | #DIV/0! | #DIV/0! | #DIV/0! | #DIV/0! | #DIV/0! |  | 19 | #DIV/0! | #DIV/0! | #DIV/0! | #DIV/0! | #DIV/0! | #DIV/0! |  | 19 | #DIV/0! | #DIV/0! | #DIV/0! | #DIV/0! | #DIV/0! | #DIV/0! |  | 19 | #DIV/0! | #DIV/0! | #DIV/0! | #DIV/0! | #DIV/0! | #DIV/0! |  | 19 | #DIV/0! | #DIV/0! | #DIV/0! | #DIV/0! | #DIV/0! | #DIV/0! |  | 19 | #DIV/0! | #DIV/0! | #DIV/0! | #DIV/0! | #DIV/0! | #DIV/0! |  | 19 | #DIV/0! | #DIV/0! | #DIV/0! | #DIV/0! | #DIV/0! | #DIV/0! |  | 19 | #DIV/0! | #DIV/0! | #DIV/0! | #DIV/0! | #DIV/0! | #DIV/0! |  | 19 | #DIV/0! | #DIV/0! | #DIV/0! | #DIV/0! | #DIV/0! | #DIV/0!
[5 empty] | SPF factor for the punishment Δθ |  |  |  | 0.95 |  | Demand | Usage factor | [15 empty] | Total: | [6 empty] | #DIV/0! |  | #DIV/0! |  |  |  |  | 0 | #DIV/0! | [11 empty] | 20 | #DIV/0! | #DIV/0! | #DIV/0! | #DIV/0! | #DIV/0! | #DIV/0! |  | 20 | #DIV/0! | #DIV/0! | #DIV/0! | #DIV/0! | #DIV/0! | #DIV/0! |  | 20 | #DIV/0! | #DIV/0! | #DIV/0! | #DIV/0! | #DIV/0! | #DIV/0! |  | 20 | #DIV/0! | #DIV/0! | #DIV/0! | #DIV/0! | #DIV/0! | #DIV/0! |  | 20 | #DIV/0! | #DIV/0! | #DIV/0! | #DIV/0! | #DIV/0! | #DIV/0! |  | 20 | #DIV/0! | #DIV/0! | #DIV/0! | #DIV/0! | #DIV/0! | #DIV/0! |  | 20 | #DIV/0! | #DIV/0! | #DIV/0! | #DIV/0! | #DIV/0! | #DIV/0! |  | 20 | #DIV/0! | #DIV/0! | #DIV/0! | #DIV/0! | #DIV/0! | #DIV/0! |  | 20 | #DIV/0! | #DIV/0! | #DIV/0! | #DIV/0! | #DIV/0! | #DIV/0! |  | 20 | #DIV/0! | #DIV/0! | #DIV/0! | #DIV/0! | #DIV/0! | #DIV/0! |  | 20 | #DIV/0! | #DIV/0! | #DIV/0! | #DIV/0! | #DIV/0! | #DIV/0! |  | 20 | #DIV/0! | #DIV/0! | #DIV/0! | #DIV/0! | #DIV/0! | #DIV/0! |  | 20 | #DIV/0! | #DIV/0! | #DIV/0! | #DIV/0! | #DIV/0! | #DIV/0! |  | 20 | #DIV/0! | #DIV/0! | #DIV/0! | #DIV/0! | #DIV/0! | #DIV/0!
|  |  |  | GHX PHews | Heating demand + storage losses |  |  |  | 0 | kWh/a | 0 | 1 | [42 empty] | 21 | #DIV/0! | #DIV/0! | #DIV/0! | #DIV/0! | #DIV/0! | #DIV/0! |  | 21 | #DIV/0! | #DIV/0! | #DIV/0! | #DIV/0! | #DIV/0! | #DIV/0! |  | 21 | #DIV/0! | #DIV/0! | #DIV/0! | #DIV/0! | #DIV/0! | #DIV/0! |  | 21 | #DIV/0! | #DIV/0! | #DIV/0! | #DIV/0! | #DIV/0! | #DIV/0! |  | 21 | #DIV/0! | #DIV/0! | #DIV/0! | #DIV/0! | #DIV/0! | #DIV/0! |  | 21 | #DIV/0! | #DIV/0! | #DIV/0! | #DIV/0! | #DIV/0! | #DIV/0! |  | 21 | #DIV/0! | #DIV/0! | #DIV/0! | #DIV/0! | #DIV/0! | #DIV/0! |  | 21 | #DIV/0! | #DIV/0! | #DIV/0! | #DIV/0! | #DIV/0! | #DIV/0! |  | 21 | #DIV/0! | #DIV/0! | #DIV/0! | #DIV/0! | #DIV/0! | #DIV/0! |  | 21 | #DIV/0! | #DIV/0! | #DIV/0! | #DIV/0! | #DIV/0! | #DIV/0! |  | 21 | #DIV/0! | #DIV/0! | #DIV/0! | #DIV/0! | #DIV/0! | #DIV/0! |  | 21 | #DIV/0! | #DIV/0! | #DIV/0! | #DIV/0! | #DIV/0! | #DIV/0! |  | 21 | #DIV/0! | #DIV/0! | #DIV/0! | #DIV/0! | #DIV/0! | #DIV/0! |  | 21 | #DIV/0! | #DIV/0! | #DIV/0! | #DIV/0! | #DIV/0! | #DIV/0!
[5 empty] | DHW demand + storage losses |  |  |  | 0 | kWh/a | 0 | 1 | [42 empty] | 22 | #DIV/0! | #DIV/0! | #DIV/0! | #DIV/0! | #DIV/0! | #DIV/0! |  | 22 | #DIV/0! | #DIV/0! | #DIV/0! | #DIV/0! | #DIV/0! | #DIV/0! |  | 22 | #DIV/0! | #DIV/0! | #DIV/0! | #DIV/0! | #DIV/0! | #DIV/0! |  | 22 | #DIV/0! | #DIV/0! | #DIV/0! | #DIV/0! | #DIV/0! | #DIV/0! |  | 22 | #DIV/0! | #DIV/0! | #DIV/0! | #DIV/0! | #DIV/0! | #DIV/0! |  | 22 | #DIV/0! | #DIV/0! | #DIV/0! | #DIV/0! | #DIV/0! | #DIV/0! |  | 22 | #DIV/0! | #DIV/0! | #DIV/0! | #DIV/0! | #DIV/0! | #DIV/0! |  | 22 | #DIV/0! | #DIV/0! | #DIV/0! | #DIV/0! | #DIV/0! | #DIV/0! |  | 22 | #DIV/0! | #DIV/0! | #DIV/0! | #DIV/0! | #DIV/0! | #DIV/0! |  | 22 | #DIV/0! | #DIV/0! | #DIV/0! | #DIV/0! | #DIV/0! | #DIV/0! |  | 22 | #DIV/0! | #DIV/0! | #DIV/0! | #DIV/0! | #DIV/0! | #DIV/0! |  | 22 | #DIV/0! | #DIV/0! | #DIV/0! | #DIV/0! | #DIV/0! | #DIV/0! |  | 22 | #DIV/0! | #DIV/0! | #DIV/0! | #DIV/0! | #DIV/0! | #DIV/0! |  | 22 | #DIV/0! | #DIV/0! | #DIV/0! | #DIV/0! | #DIV/0! | #DIV/0!
[5 empty] | Total |  |  |  | 1 | kWh/a | [17 empty] | HEATING & DHW GHX | [26 empty] | 23 | #DIV/0! | #DIV/0! | #DIV/0! | #DIV/0! | #DIV/0! | #DIV/0! |  | 23 | #DIV/0! | #DIV/0! | #DIV/0! | #DIV/0! | #DIV/0! | #DIV/0! |  | 23 | #DIV/0! | #DIV/0! | #DIV/0! | #DIV/0! | #DIV/0! | #DIV/0! |  | 23 | #DIV/0! | #DIV/0! | #DIV/0! | #DIV/0! | #DIV/0! | #DIV/0! |  | 23 | #DIV/0! | #DIV/0! | #DIV/0! | #DIV/0! | #DIV/0! | #DIV/0! |  | 23 | #DIV/0! | #DIV/0! | #DIV/0! | #DIV/0! | #DIV/0! | #DIV/0! |  | 23 | #DIV/0! | #DIV/0! | #DIV/0! | #DIV/0! | #DIV/0! | #DIV/0! |  | 23 | #DIV/0! | #DIV/0! | #DIV/0! | #DIV/0! | #DIV/0! | #DIV/0! |  | 23 | #DIV/0! | #DIV/0! | #DIV/0! | #DIV/0! | #DIV/0! | #DIV/0! |  | 23 | #DIV/0! | #DIV/0! | #DIV/0! | #DIV/0! | #DIV/0! | #DIV/0! |  | 23 | #DIV/0! | #DIV/0! | #DIV/0! | #DIV/0! | #DIV/0! | #DIV/0! |  | 23 | #DIV/0! | #DIV/0! | #DIV/0! | #DIV/0! | #DIV/0! | #DIV/0! |  | 23 | #DIV/0! | #DIV/0! | #DIV/0! | #DIV/0! | #DIV/0! | #DIV/0! |  | 23 | #DIV/0! | #DIV/0! | #DIV/0! | #DIV/0! | #DIV/0! | #DIV/0!
[5 empty] | SPF |  | QHP,Heating |  | 0 | kWh/a | [21 empty] | Groud Temp. | [6 empty] | ideal | [15 empty] | 24 | #DIV/0! | #DIV/0! | #DIV/0! | #DIV/0! | #DIV/0! | #DIV/0! |  | 24 | #DIV/0! | #DIV/0! | #DIV/0! | #DIV/0! | #DIV/0! | #DIV/0! |  | 24 | #DIV/0! | #DIV/0! | #DIV/0! | #DIV/0! | #DIV/0! | #DIV/0! |  | 24 | #DIV/0! | #DIV/0! | #DIV/0! | #DIV/0! | #DIV/0! | #DIV/0! |  | 24 | #DIV/0! | #DIV/0! | #DIV/0! | #DIV/0! | #DIV/0! | #DIV/0! |  | 24 | #DIV/0! | #DIV/0! | #DIV/0! | #DIV/0! | #DIV/0! | #DIV/0! |  | 24 | #DIV/0! | #DIV/0! | #DIV/0! | #DIV/0! | #DIV/0! | #DIV/0! |  | 24 | #DIV/0! | #DIV/0! | #DIV/0! | #DIV/0! | #DIV/0! | #DIV/0! |  | 24 | #DIV/0! | #DIV/0! | #DIV/0! | #DIV/0! | #DIV/0! | #DIV/0! |  | 24 | #DIV/0! | #DIV/0! | #DIV/0! | #DIV/0! | #DIV/0! | #DIV/0! |  | 24 | #DIV/0! | #DIV/0! | #DIV/0! | #DIV/0! | #DIV/0! | #DIV/0! |  | 24 | #DIV/0! | #DIV/0! | #DIV/0! | #DIV/0! | #DIV/0! | #DIV/0! |  | 24 | #DIV/0! | #DIV/0! | #DIV/0! | #DIV/0! | #DIV/0! | #DIV/0! |  | 24 | #DIV/0! | #DIV/0! | #DIV/0! | #DIV/0! | #DIV/0! | #DIV/0!
[5 empty] | SPF |  | QHP,DHW,Winter |  | 0 | kWh/a | [17 empty] | time bins | t_bins with t_leist | t_bin hour | Pbin | θ_soil | θ_src_bin | P_dir_el_bin | Q_dir_el_bin | Q_bin | Q_heating_bin | θ_src_COP | Phouse_m | θ_m+Δθ/2 | θ_snk_COP | COP | P_stor_o | Q_stor_o | Q_el_h | Q_el_st | [8 empty] | 25 | #DIV/0! | #DIV/0! | #DIV/0! | #DIV/0! | #DIV/0! | #DIV/0! |  | 25 | #DIV/0! | #DIV/0! | #DIV/0! | #DIV/0! | #DIV/0! | #DIV/0! |  | 25 | #DIV/0! | #DIV/0! | #DIV/0! | #DIV/0! | #DIV/0! | #DIV/0! |  | 25 | #DIV/0! | #DIV/0! | #DIV/0! | #DIV/0! | #DIV/0! | #DIV/0! |  | 25 | #DIV/0! | #DIV/0! | #DIV/0! | #DIV/0! | #DIV/0! | #DIV/0! |  | 25 | #DIV/0! | #DIV/0! | #DIV/0! | #DIV/0! | #DIV/0! | #DIV/0! |  | 25 | #DIV/0! | #DIV/0! | #DIV/0! | #DIV/0! | #DIV/0! | #DIV/0! |  | 25 | #DIV/0! | #DIV/0! | #DIV/0! | #DIV/0! | #DIV/0! | #DIV/0! |  | 25 | #DIV/0! | #DIV/0! | #DIV/0! | #DIV/0! | #DIV/0! | #DIV/0! |  | 25 | #DIV/0! | #DIV/0! | #DIV/0! | #DIV/0! | #DIV/0! | #DIV/0! |  | 25 | #DIV/0! | #DIV/0! | #DIV/0! | #DIV/0! | #DIV/0! | #DIV/0! |  | 25 | #DIV/0! | #DIV/0! | #DIV/0! | #DIV/0! | #DIV/0! | #DIV/0! |  | 25 | #DIV/0! | #DIV/0! | #DIV/0! | #DIV/0! | #DIV/0! | #DIV/0! |  | 25 | #DIV/0! | #DIV/0! | #DIV/0! | #DIV/0! | #DIV/0! | #DIV/0!
[5 empty] | SPF |  | QHP,DHW,Summer |  | 0 | kWh/a | [17 empty] | days | days | hours | kW |  | °C | kW | kWh | kWh | kWh | K | kW | °C | K |  | kW | kWh | kWh | kWh | [8 empty] | 26 | #DIV/0! | #DIV/0! | #DIV/0! | #DIV/0! | #DIV/0! | #DIV/0! |  | 26 | #DIV/0! | #DIV/0! | #DIV/0! | #DIV/0! | #DIV/0! | #DIV/0! |  | 26 | #DIV/0! | #DIV/0! | #DIV/0! | #DIV/0! | #DIV/0! | #DIV/0! |  | 26 | #DIV/0! | #DIV/0! | #DIV/0! | #DIV/0! | #DIV/0! | #DIV/0! |  | 26 | #DIV/0! | #DIV/0! | #DIV/0! | #DIV/0! | #DIV/0! | #DIV/0! |  | 26 | #DIV/0! | #DIV/0! | #DIV/0! | #DIV/0! | #DIV/0! | #DIV/0! |  | 26 | #DIV/0! | #DIV/0! | #DIV/0! | #DIV/0! | #DIV/0! | #DIV/0! |  | 26 | #DIV/0! | #DIV/0! | #DIV/0! | #DIV/0! | #DIV/0! | #DIV/0! |  | 26 | #DIV/0! | #DIV/0! | #DIV/0! | #DIV/0! | #DIV/0! | #DIV/0! |  | 26 | #DIV/0! | #DIV/0! | #DIV/0! | #DIV/0! | #DIV/0! | #DIV/0! |  | 26 | #DIV/0! | #DIV/0! | #DIV/0! | #DIV/0! | #DIV/0! | #DIV/0! |  | 26 | #DIV/0! | #DIV/0! | #DIV/0! | #DIV/0! | #DIV/0! | #DIV/0! |  | 26 | #DIV/0! | #DIV/0! | #DIV/0! | #DIV/0! | #DIV/0! | #DIV/0! |  | 26 | #DIV/0! | #DIV/0! | #DIV/0! | #DIV/0! | #DIV/0! | #DIV/0!
[5 empty] | SPF |  | QelHP |  |  | kWh/a | [16 empty] | 1 | 0 | 0 | 0 | #DIV/0! |  |  | #VALUE! | [20 empty] | 27 | #DIV/0! | #DIV/0! | #DIV/0! | #DIV/0! | #DIV/0! | #DIV/0! |  | 27 | #DIV/0! | #DIV/0! | #DIV/0! | #DIV/0! | #DIV/0! | #DIV/0! |  | 27 | #DIV/0! | #DIV/0! | #DIV/0! | #DIV/0! | #DIV/0! | #DIV/0! |  | 27 | #DIV/0! | #DIV/0! | #DIV/0! | #DIV/0! | #DIV/0! | #DIV/0! |  | 27 | #DIV/0! | #DIV/0! | #DIV/0! | #DIV/0! | #DIV/0! | #DIV/0! |  | 27 | #DIV/0! | #DIV/0! | #DIV/0! | #DIV/0! | #DIV/0! | #DIV/0! |  | 27 | #DIV/0! | #DIV/0! | #DIV/0! | #DIV/0! | #DIV/0! | #DIV/0! |  | 27 | #DIV/0! | #DIV/0! | #DIV/0! | #DIV/0! | #DIV/0! | #DIV/0! |  | 27 | #DIV/0! | #DIV/0! | #DIV/0! | #DIV/0! | #DIV/0! | #DIV/0! |  | 27 | #DIV/0! | #DIV/0! | #DIV/0! | #DIV/0! | #DIV/0! | #DIV/0! |  | 27 | #DIV/0! | #DIV/0! | #DIV/0! | #DIV/0! | #DIV/0! | #DIV/0! |  | 27 | #DIV/0! | #DIV/0! | #DIV/0! | #DIV/0! | #DIV/0! | #DIV/0! |  | 27 | #DIV/0! | #DIV/0! | #DIV/0! | #DIV/0! | #DIV/0! | #DIV/0! |  | 27 | #DIV/0! | #DIV/0! | #DIV/0! | #DIV/0! | #DIV/0! | #DIV/0!
[5 empty] | SPF |  | SPFH-1 | 1st hp: |  | 2nd hp: | [16 empty] | 2 | #VALUE! | #DIV/0! | #DIV/0! | #DIV/0! | 5.5329 | #DIV/0! | #VALUE! | #VALUE! | #DIV/0! | #DIV/0! | #DIV/0! | #DIV/0! | #DIV/0! | 334.65 | #DIV/0! | 0 | #DIV/0! | #DIV/0! | #DIV/0! | [8 empty] | 28 | #DIV/0! | #DIV/0! | #DIV/0! | #DIV/0! | #DIV/0! | #DIV/0! |  | 28 | #DIV/0! | #DIV/0! | #DIV/0! | #DIV/0! | #DIV/0! | #DIV/0! |  | 28 | #DIV/0! | #DIV/0! | #DIV/0! | #DIV/0! | #DIV/0! | #DIV/0! |  | 28 | #DIV/0! | #DIV/0! | #DIV/0! | #DIV/0! | #DIV/0! | #DIV/0! |  | 28 | #DIV/0! | #DIV/0! | #DIV/0! | #DIV/0! | #DIV/0! | #DIV/0! |  | 28 | #DIV/0! | #DIV/0! | #DIV/0! | #DIV/0! | #DIV/0! | #DIV/0! |  | 28 | #DIV/0! | #DIV/0! | #DIV/0! | #DIV/0! | #DIV/0! | #DIV/0! |  | 28 | #DIV/0! | #DIV/0! | #DIV/0! | #DIV/0! | #DIV/0! | #DIV/0! |  | 28 | #DIV/0! | #DIV/0! | #DIV/0! | #DIV/0! | #DIV/0! | #DIV/0! |  | 28 | #DIV/0! | #DIV/0! | #DIV/0! | #DIV/0! | #DIV/0! | #DIV/0! |  | 28 | #DIV/0! | #DIV/0! | #DIV/0! | #DIV/0! | #DIV/0! | #DIV/0! |  | 28 | #DIV/0! | #DIV/0! | #DIV/0! | #DIV/0! | #DIV/0! | #DIV/0! |  | 28 | #DIV/0! | #DIV/0! | #DIV/0! | #DIV/0! | #DIV/0! | #DIV/0! |  | 28 | #DIV/0! | #DIV/0! | #DIV/0! | #DIV/0! | #DIV/0! | #DIV/0!
[5 empty] | SPF |  | SPF * factor |  | #VALUE! | [17 empty] | 3 | #VALUE! | #DIV/0! | #DIV/0! | #DIV/0! | #DIV/0! | #DIV/0! | #VALUE! | #VALUE! | #DIV/0! | #DIV/0! | #DIV/0! | #DIV/0! | #DIV/0! | 334.65 | #DIV/0! | 0 | #DIV/0! | #DIV/0! | #DIV/0! | [8 empty] | 29 | #DIV/0! | #DIV/0! | #DIV/0! | #DIV/0! | #DIV/0! | #DIV/0! |  | 29 | #DIV/0! | #DIV/0! | #DIV/0! | #DIV/0! | #DIV/0! | #DIV/0! |  | 29 | #DIV/0! | #DIV/0! | #DIV/0! | #DIV/0! | #DIV/0! | #DIV/0! |  | 29 | #DIV/0! | #DIV/0! | #DIV/0! | #DIV/0! | #DIV/0! | #DIV/0! |  | 29 | #DIV/0! | #DIV/0! | #DIV/0! | #DIV/0! | #DIV/0! | #DIV/0! |  | 29 | #DIV/0! | #DIV/0! | #DIV/0! | #DIV/0! | #DIV/0! | #DIV/0! |  | 29 | #DIV/0! | #DIV/0! | #DIV/0! | #DIV/0! | #DIV/0! | #DIV/0! |  | 29 | #DIV/0! | #DIV/0! | #DIV/0! | #DIV/0! | #DIV/0! | #DIV/0! |  | 29 | #DIV/0! | #DIV/0! | #DIV/0! | #DIV/0! | #DIV/0! | #DIV/0! |  | 29 | #DIV/0! | #DIV/0! | #DIV/0! | #DIV/0! | #DIV/0! | #DIV/0! |  | 29 | #DIV/0! | #DIV/0! | #DIV/0! | #DIV/0! | #DIV/0! | #DIV/0! |  | 29 | #DIV/0! | #DIV/0! | #DIV/0! | #DIV/0! | #DIV/0! | #DIV/0! |  | 29 | #DIV/0! | #DIV/0! | #DIV/0! | #DIV/0! | #DIV/0! | #DIV/0! |  | 29 | #DIV/0! | #DIV/0! | #DIV/0! | #DIV/0! | #DIV/0! | #DIV/0!
[7 empty] | Extracted heat: |  | #VALUE! | kWh/a | [16 empty] | 4 | #VALUE! | #DIV/0! | #DIV/0! | #DIV/0! | #DIV/0! | #DIV/0! | #VALUE! | #VALUE! | #DIV/0! | #DIV/0! | #DIV/0! | #DIV/0! | #DIV/0! | 334.65 | #DIV/0! | 0 | #DIV/0! | #DIV/0! | #DIV/0! | [8 empty] | 30 | #DIV/0! | #DIV/0! | #DIV/0! | #DIV/0! | #DIV/0! | #DIV/0! |  | 30 | #DIV/0! | #DIV/0! | #DIV/0! | #DIV/0! | #DIV/0! | #DIV/0! |  | 30 | #DIV/0! | #DIV/0! | #DIV/0! | #DIV/0! | #DIV/0! | #DIV/0! |  | 30 | #DIV/0! | #DIV/0! | #DIV/0! | #DIV/0! | #DIV/0! | #DIV/0! |  | 30 | #DIV/0! | #DIV/0! | #DIV/0! | #DIV/0! | #DIV/0! | #DIV/0! |  | 30 | #DIV/0! | #DIV/0! | #DIV/0! | #DIV/0! | #DIV/0! | #DIV/0! |  | 30 | #DIV/0! | #DIV/0! | #DIV/0! | #DIV/0! | #DIV/0! | #DIV/0! |  | 30 | #DIV/0! | #DIV/0! | #DIV/0! | #DIV/0! | #DIV/0! | #DIV/0! |  | 30 | #DIV/0! | #DIV/0! | #DIV/0! | #DIV/0! | #DIV/0! | #DIV/0! |  | 30 | #DIV/0! | #DIV/0! | #DIV/0! | #DIV/0! | #DIV/0! | #DIV/0! |  | 30 | #DIV/0! | #DIV/0! | #DIV/0! | #DIV/0! | #DIV/0! | #DIV/0! |  | 30 | #DIV/0! | #DIV/0! | #DIV/0! | #DIV/0! | #DIV/0! | #DIV/0! |  | 30 | #DIV/0! | #DIV/0! | #DIV/0! | #DIV/0! | #DIV/0! | #DIV/0! |  | 30 | #DIV/0! | #DIV/0! | #DIV/0! | #DIV/0! | #DIV/0! | #DIV/0!
[7 empty] | Extracted power: |  | #VALUE! | W | [16 empty] | 5 | #VALUE! | #DIV/0! | #DIV/0! | #DIV/0! | #DIV/0! | #DIV/0! | #VALUE! | #VALUE! | #DIV/0! | #DIV/0! | #DIV/0! | #DIV/0! | #DIV/0! | 334.65 | 1 | 0 | #DIV/0! | #DIV/0! | #DIV/0! | [8 empty] | 31 | #DIV/0! | #DIV/0! | #DIV/0! | #DIV/0! | #DIV/0! | #DIV/0! |  | 31 | #DIV/0! | #DIV/0! | #DIV/0! | #DIV/0! | #DIV/0! | #DIV/0! |  | 31 | #DIV/0! | #DIV/0! | #DIV/0! | #DIV/0! | #DIV/0! | #DIV/0! |  | 31 | #DIV/0! | #DIV/0! | #DIV/0! | #DIV/0! | #DIV/0! | #DIV/0! |  | 31 | #DIV/0! | #DIV/0! | #DIV/0! | #DIV/0! | #DIV/0! | #DIV/0! |  | 31 | #DIV/0! | #DIV/0! | #DIV/0! | #DIV/0! | #DIV/0! | #DIV/0! |  | 31 | #DIV/0! | #DIV/0! | #DIV/0! | #DIV/0! | #DIV/0! | #DIV/0! |  | 31 | #DIV/0! | #DIV/0! | #DIV/0! | #DIV/0! | #DIV/0! | #DIV/0! |  | 31 | #DIV/0! | #DIV/0! | #DIV/0! | #DIV/0! | #DIV/0! | #DIV/0! |  | 31 | #DIV/0! | #DIV/0! | #DIV/0! | #DIV/0! | #DIV/0! | #DIV/0! |  | 31 | #DIV/0! | #DIV/0! | #DIV/0! | #DIV/0! | #DIV/0! | #DIV/0! |  | 31 | #DIV/0! | #DIV/0! | #DIV/0! | #DIV/0! | #DIV/0! | #DIV/0! |  | 31 | #DIV/0! | #DIV/0! | #DIV/0! | #DIV/0! | #DIV/0! | #DIV/0! |  | 31 | #DIV/0! | #DIV/0! | #DIV/0! | #DIV/0! | #DIV/0! | #DIV/0!
|  |  |  | Ground properties | density |  | ρg |  | 1500 | kg/m³ | [44 empty] | 32 | #DIV/0! | #DIV/0! | #DIV/0! | #DIV/0! | #DIV/0! | #DIV/0! |  | 32 | #DIV/0! | #DIV/0! | #DIV/0! | #DIV/0! | #DIV/0! | #DIV/0! |  | 32 | #DIV/0! | #DIV/0! | #DIV/0! | #DIV/0! | #DIV/0! | #DIV/0! |  | 32 | #DIV/0! | #DIV/0! | #DIV/0! | #DIV/0! | #DIV/0! | #DIV/0! |  | 32 | #DIV/0! | #DIV/0! | #DIV/0! | #DIV/0! | #DIV/0! | #DIV/0! |  | 32 | #DIV/0! | #DIV/0! | #DIV/0! | #DIV/0! | #DIV/0! | #DIV/0! |  | 32 | #DIV/0! | #DIV/0! | #DIV/0! | #DIV/0! | #DIV/0! | #DIV/0! |  | 32 | #DIV/0! | #DIV/0! | #DIV/0! | #DIV/0! | #DIV/0! | #DIV/0! |  | 32 | #DIV/0! | #DIV/0! | #DIV/0! | #DIV/0! | #DIV/0! | #DIV/0! |  | 32 | #DIV/0! | #DIV/0! | #DIV/0! | #DIV/0! | #DIV/0! | #DIV/0! |  | 32 | #DIV/0! | #DIV/0! | #DIV/0! | #DIV/0! | #DIV/0! | #DIV/0! |  | 32 | #DIV/0! | #DIV/0! | #DIV/0! | #DIV/0! | #DIV/0! | #DIV/0! |  | 32 | #DIV/0! | #DIV/0! | #DIV/0! | #DIV/0! | #DIV/0! | #DIV/0! |  | 32 | #DIV/0! | #DIV/0! | #DIV/0! | #DIV/0! | #DIV/0! | #DIV/0!
|  |  |  | VGHX | heat capacity |  | cpg |  | 880 | J/(kgK) | [17 empty] | Total: | [6 empty] | #VALUE! |  | #DIV/0! | [6 empty] | #DIV/0! | [10 empty] | 33 | #DIV/0! | #DIV/0! | #DIV/0! | #DIV/0! | #DIV/0! | #DIV/0! |  | 33 | #DIV/0! | #DIV/0! | #DIV/0! | #DIV/0! | #DIV/0! | #DIV/0! |  | 33 | #DIV/0! | #DIV/0! | #DIV/0! | #DIV/0! | #DIV/0! | #DIV/0! |  | 33 | #DIV/0! | #DIV/0! | #DIV/0! | #DIV/0! | #DIV/0! | #DIV/0! |  | 33 | #DIV/0! | #DIV/0! | #DIV/0! | #DIV/0! | #DIV/0! | #DIV/0! |  | 33 | #DIV/0! | #DIV/0! | #DIV/0! | #DIV/0! | #DIV/0! | #DIV/0! |  | 33 | #DIV/0! | #DIV/0! | #DIV/0! | #DIV/0! | #DIV/0! | #DIV/0! |  | 33 | #DIV/0! | #DIV/0! | #DIV/0! | #DIV/0! | #DIV/0! | #DIV/0! |  | 33 | #DIV/0! | #DIV/0! | #DIV/0! | #DIV/0! | #DIV/0! | #DIV/0! |  | 33 | #DIV/0! | #DIV/0! | #DIV/0! | #DIV/0! | #DIV/0! | #DIV/0! |  | 33 | #DIV/0! | #DIV/0! | #DIV/0! | #DIV/0! | #DIV/0! | #DIV/0! |  | 33 | #DIV/0! | #DIV/0! | #DIV/0! | #DIV/0! | #DIV/0! | #DIV/0! |  | 33 | #DIV/0! | #DIV/0! | #DIV/0! | #DIV/0! | #DIV/0! | #DIV/0! |  | 33 | #DIV/0! | #DIV/0! | #DIV/0! | #DIV/0! | #DIV/0! | #DIV/0!
[5 empty] | thermal conductivity |  | λg |  | 1.28 | W/(mK) | [44 empty] | 34 | #DIV/0! | #DIV/0! | #DIV/0! | #DIV/0! | #DIV/0! | #DIV/0! |  | 34 | #DIV/0! | #DIV/0! | #DIV/0! | #DIV/0! | #DIV/0! | #DIV/0! |  | 34 | #DIV/0! | #DIV/0! | #DIV/0! | #DIV/0! | #DIV/0! | #DIV/0! |  | 34 | #DIV/0! | #DIV/0! | #DIV/0! | #DIV/0! | #DIV/0! | #DIV/0! |  | 34 | #DIV/0! | #DIV/0! | #DIV/0! | #DIV/0! | #DIV/0! | #DIV/0! |  | 34 | #DIV/0! | #DIV/0! | #DIV/0! | #DIV/0! | #DIV/0! | #DIV/0! |  | 34 | #DIV/0! | #DIV/0! | #DIV/0! | #DIV/0! | #DIV/0! | #DIV/0! |  | 34 | #DIV/0! | #DIV/0! | #DIV/0! | #DIV/0! | #DIV/0! | #DIV/0! |  | 34 | #DIV/0! | #DIV/0! | #DIV/0! | #DIV/0! | #DIV/0! | #DIV/0! |  | 34 | #DIV/0! | #DIV/0! | #DIV/0! | #DIV/0! | #DIV/0! | #DIV/0! |  | 34 | #DIV/0! | #DIV/0! | #DIV/0! | #DIV/0! | #DIV/0! | #DIV/0! |  | 34 | #DIV/0! | #DIV/0! | #DIV/0! | #DIV/0! | #DIV/0! | #DIV/0! |  | 34 | #DIV/0! | #DIV/0! | #DIV/0! | #DIV/0! | #DIV/0! | #DIV/0! |  | 34 | #DIV/0! | #DIV/0! | #DIV/0! | #DIV/0! | #DIV/0! | #DIV/0!
[5 empty] | Temperature gradient |  | ΔTg |  | 0.0221 | K/m | [44 empty] | 35 | #DIV/0! | #DIV/0! | #DIV/0! | #DIV/0! | #DIV/0! | #DIV/0! |  | 35 | #DIV/0! | #DIV/0! | #DIV/0! | #DIV/0! | #DIV/0! | #DIV/0! |  | 35 | #DIV/0! | #DIV/0! | #DIV/0! | #DIV/0! | #DIV/0! | #DIV/0! |  | 35 | #DIV/0! | #DIV/0! | #DIV/0! | #DIV/0! | #DIV/0! | #DIV/0! |  | 35 | #DIV/0! | #DIV/0! | #DIV/0! | #DIV/0! | #DIV/0! | #DIV/0! |  | 35 | #DIV/0! | #DIV/0! | #DIV/0! | #DIV/0! | #DIV/0! | #DIV/0! |  | 35 | #DIV/0! | #DIV/0! | #DIV/0! | #DIV/0! | #DIV/0! | #DIV/0! |  | 35 | #DIV/0! | #DIV/0! | #DIV/0! | #DIV/0! | #DIV/0! | #DIV/0! |  | 35 | #DIV/0! | #DIV/0! | #DIV/0! | #DIV/0! | #DIV/0! | #DIV/0! |  | 35 | #DIV/0! | #DIV/0! | #DIV/0! | #DIV/0! | #DIV/0! | #DIV/0! |  | 35 | #DIV/0! | #DIV/0! | #DIV/0! | #DIV/0! | #DIV/0! | #DIV/0! |  | 35 | #DIV/0! | #DIV/0! | #DIV/0! | #DIV/0! | #DIV/0! | #DIV/0! |  | 35 | #DIV/0! | #DIV/0! | #DIV/0! | #DIV/0! | #DIV/0! | #DIV/0! |  | 35 | #DIV/0! | #DIV/0! | #DIV/0! | #DIV/0! | #DIV/0! | #DIV/0!
[28 empty] | Solar DHW | PHPP input | [25 empty] | 36 | #DIV/0! | #DIV/0! | #DIV/0! | #DIV/0! | #DIV/0! | #DIV/0! |  | 36 | #DIV/0! | #DIV/0! | #DIV/0! | #DIV/0! | #DIV/0! | #DIV/0! |  | 36 | #DIV/0! | #DIV/0! | #DIV/0! | #DIV/0! | #DIV/0! | #DIV/0! |  | 36 | #DIV/0! | #DIV/0! | #DIV/0! | #DIV/0! | #DIV/0! | #DIV/0! |  | 36 | #DIV/0! | #DIV/0! | #DIV/0! | #DIV/0! | #DIV/0! | #DIV/0! |  | 36 | #DIV/0! | #DIV/0! | #DIV/0! | #DIV/0! | #DIV/0! | #DIV/0! |  | 36 | #DIV/0! | #DIV/0! | #DIV/0! | #DIV/0! | #DIV/0! | #DIV/0! |  | 36 | #DIV/0! | #DIV/0! | #DIV/0! | #DIV/0! | #DIV/0! | #DIV/0! |  | 36 | #DIV/0! | #DIV/0! | #DIV/0! | #DIV/0! | #DIV/0! | #DIV/0! |  | 36 | #DIV/0! | #DIV/0! | #DIV/0! | #DIV/0! | #DIV/0! | #DIV/0! |  | 36 | #DIV/0! | #DIV/0! | #DIV/0! | #DIV/0! | #DIV/0! | #DIV/0! |  | 36 | #DIV/0! | #DIV/0! | #DIV/0! | #DIV/0! | #DIV/0! | #DIV/0! |  | 36 | #DIV/0! | #DIV/0! | #DIV/0! | #DIV/0! | #DIV/0! | #DIV/0! |  | 36 | #DIV/0! | #DIV/0! | #DIV/0! | #DIV/0! | #DIV/0! | #DIV/0!
[6 empty] | Warnings: | [21 empty] | month | Demand covered by solar | sorted demand | Demand covered by solar, winter | Demand covered by solar, summer | DHW summer Demand | [21 empty] | 37 | #DIV/0! | #DIV/0! | #DIV/0! | #DIV/0! | #DIV/0! | #DIV/0! |  | 37 | #DIV/0! | #DIV/0! | #DIV/0! | #DIV/0! | #DIV/0! | #DIV/0! |  | 37 | #DIV/0! | #DIV/0! | #DIV/0! | #DIV/0! | #DIV/0! | #DIV/0! |  | 37 | #DIV/0! | #DIV/0! | #DIV/0! | #DIV/0! | #DIV/0! | #DIV/0! |  | 37 | #DIV/0! | #DIV/0! | #DIV/0! | #DIV/0! | #DIV/0! | #DIV/0! |  | 37 | #DIV/0! | #DIV/0! | #DIV/0! | #DIV/0! | #DIV/0! | #DIV/0! |  | 37 | #DIV/0! | #DIV/0! | #DIV/0! | #DIV/0! | #DIV/0! | #DIV/0! |  | 37 | #DIV/0! | #DIV/0! | #DIV/0! | #DIV/0! | #DIV/0! | #DIV/0! |  | 37 | #DIV/0! | #DIV/0! | #DIV/0! | #DIV/0! | #DIV/0! | #DIV/0! |  | 37 | #DIV/0! | #DIV/0! | #DIV/0! | #DIV/0! | #DIV/0! | #DIV/0! |  | 37 | #DIV/0! | #DIV/0! | #DIV/0! | #DIV/0! | #DIV/0! | #DIV/0! |  | 37 | #DIV/0! | #DIV/0! | #DIV/0! | #DIV/0! | #DIV/0! | #DIV/0! |  | 37 | #DIV/0! | #DIV/0! | #DIV/0! | #DIV/0! | #DIV/0! | #DIV/0! |  | 37 | #DIV/0! | #DIV/0! | #DIV/0! | #DIV/0! | #DIV/0! | #DIV/0!
[6 empty] | GW_GHX | H | #DIV/0! | 0: the iteration has problem | [45 empty] | 38 | #DIV/0! | #DIV/0! | #DIV/0! | #DIV/0! | #DIV/0! | #DIV/0! |  | 38 | #DIV/0! | #DIV/0! | #DIV/0! | #DIV/0! | #DIV/0! | #DIV/0! |  | 38 | #DIV/0! | #DIV/0! | #DIV/0! | #DIV/0! | #DIV/0! | #DIV/0! |  | 38 | #DIV/0! | #DIV/0! | #DIV/0! | #DIV/0! | #DIV/0! | #DIV/0! |  | 38 | #DIV/0! | #DIV/0! | #DIV/0! | #DIV/0! | #DIV/0! | #DIV/0! |  | 38 | #DIV/0! | #DIV/0! | #DIV/0! | #DIV/0! | #DIV/0! | #DIV/0! |  | 38 | #DIV/0! | #DIV/0! | #DIV/0! | #DIV/0! | #DIV/0! | #DIV/0! |  | 38 | #DIV/0! | #DIV/0! | #DIV/0! | #DIV/0! | #DIV/0! | #DIV/0! |  | 38 | #DIV/0! | #DIV/0! | #DIV/0! | #DIV/0! | #DIV/0! | #DIV/0! |  | 38 | #DIV/0! | #DIV/0! | #DIV/0! | #DIV/0! | #DIV/0! | #DIV/0! |  | 38 | #DIV/0! | #DIV/0! | #DIV/0! | #DIV/0! | #DIV/0! | #DIV/0! |  | 38 | #DIV/0! | #DIV/0! | #DIV/0! | #DIV/0! | #DIV/0! | #DIV/0! |  | 38 | #DIV/0! | #DIV/0! | #DIV/0! | #DIV/0! | #DIV/0! | #DIV/0! |  | 38 | #DIV/0! | #DIV/0! | #DIV/0! | #DIV/0! | #DIV/0! | #DIV/0!
[7 empty] | DHW | #DIV/0! | 1: appropriate | [19 empty] | kWh | kWh | [24 empty] | 39 | #DIV/0! | #DIV/0! | #DIV/0! | #DIV/0! | #DIV/0! | #DIV/0! |  | 39 | #DIV/0! | #DIV/0! | #DIV/0! | #DIV/0! | #DIV/0! | #DIV/0! |  | 39 | #DIV/0! | #DIV/0! | #DIV/0! | #DIV/0! | #DIV/0! | #DIV/0! |  | 39 | #DIV/0! | #DIV/0! | #DIV/0! | #DIV/0! | #DIV/0! | #DIV/0! |  | 39 | #DIV/0! | #DIV/0! | #DIV/0! | #DIV/0! | #DIV/0! | #DIV/0! |  | 39 | #DIV/0! | #DIV/0! | #DIV/0! | #DIV/0! | #DIV/0! | #DIV/0! |  | 39 | #DIV/0! | #DIV/0! | #DIV/0! | #DIV/0! | #DIV/0! | #DIV/0! |  | 39 | #DIV/0! | #DIV/0! | #DIV/0! | #DIV/0! | #DIV/0! | #DIV/0! |  | 39 | #DIV/0! | #DIV/0! | #DIV/0! | #DIV/0! | #DIV/0! | #DIV/0! |  | 39 | #DIV/0! | #DIV/0! | #DIV/0! | #DIV/0! | #DIV/0! | #DIV/0! |  | 39 | #DIV/0! | #DIV/0! | #DIV/0! | #DIV/0! | #DIV/0! | #DIV/0! |  | 39 | #DIV/0! | #DIV/0! | #DIV/0! | #DIV/0! | #DIV/0! | #DIV/0! |  | 39 | #DIV/0! | #DIV/0! | #DIV/0! | #DIV/0! | #DIV/0! | #DIV/0! |  | 39 | #DIV/0! | #DIV/0! | #DIV/0! | #DIV/0! | #DIV/0! | #DIV/0!
[6 empty] | GHX | H | #DIV/0! | [19 empty] | 1 | 0 | 0 | kWh | kWh | kWh | [21 empty] | 40 | #DIV/0! | #DIV/0! | #DIV/0! | #DIV/0! | #DIV/0! | #DIV/0! |  | 40 | #DIV/0! | #DIV/0! | #DIV/0! | #DIV/0! | #DIV/0! | #DIV/0! |  | 40 | #DIV/0! | #DIV/0! | #DIV/0! | #DIV/0! | #DIV/0! | #DIV/0! |  | 40 | #DIV/0! | #DIV/0! | #DIV/0! | #DIV/0! | #DIV/0! | #DIV/0! |  | 40 | #DIV/0! | #DIV/0! | #DIV/0! | #DIV/0! | #DIV/0! | #DIV/0! |  | 40 | #DIV/0! | #DIV/0! | #DIV/0! | #DIV/0! | #DIV/0! | #DIV/0! |  | 40 | #DIV/0! | #DIV/0! | #DIV/0! | #DIV/0! | #DIV/0! | #DIV/0! |  | 40 | #DIV/0! | #DIV/0! | #DIV/0! | #DIV/0! | #DIV/0! | #DIV/0! |  | 40 | #DIV/0! | #DIV/0! | #DIV/0! | #DIV/0! | #DIV/0! | #DIV/0! |  | 40 | #DIV/0! | #DIV/0! | #DIV/0! | #DIV/0! | #DIV/0! | #DIV/0! |  | 40 | #DIV/0! | #DIV/0! | #DIV/0! | #DIV/0! | #DIV/0! | #DIV/0! |  | 40 | #DIV/0! | #DIV/0! | #DIV/0! | #DIV/0! | #DIV/0! | #DIV/0! |  | 40 | #DIV/0! | #DIV/0! | #DIV/0! | #DIV/0! | #DIV/0! | #DIV/0! |  | 40 | #DIV/0! | #DIV/0! | #DIV/0! | #DIV/0! | #DIV/0! | #DIV/0!
[7 empty] | DHW | #DIV/0! | [19 empty] | 2 | 0 | 0 | 0 | 0 | 0 | [21 empty] | 41 | #DIV/0! | #DIV/0! | #DIV/0! | #DIV/0! | #DIV/0! | #DIV/0! |  | 41 | #DIV/0! | #DIV/0! | #DIV/0! | #DIV/0! | #DIV/0! | #DIV/0! |  | 41 | #DIV/0! | #DIV/0! | #DIV/0! | #DIV/0! | #DIV/0! | #DIV/0! |  | 41 | #DIV/0! | #DIV/0! | #DIV/0! | #DIV/0! | #DIV/0! | #DIV/0! |  | 41 | #DIV/0! | #DIV/0! | #DIV/0! | #DIV/0! | #DIV/0! | #DIV/0! |  | 41 | #DIV/0! | #DIV/0! | #DIV/0! | #DIV/0! | #DIV/0! | #DIV/0! |  | 41 | #DIV/0! | #DIV/0! | #DIV/0! | #DIV/0! | #DIV/0! | #DIV/0! |  | 41 | #DIV/0! | #DIV/0! | #DIV/0! | #DIV/0! | #DIV/0! | #DIV/0! |  | 41 | #DIV/0! | #DIV/0! | #DIV/0! | #DIV/0! | #DIV/0! | #DIV/0! |  | 41 | #DIV/0! | #DIV/0! | #DIV/0! | #DIV/0! | #DIV/0! | #DIV/0! |  | 41 | #DIV/0! | #DIV/0! | #DIV/0! | #DIV/0! | #DIV/0! | #DIV/0! |  | 41 | #DIV/0! | #DIV/0! | #DIV/0! | #DIV/0! | #DIV/0! | #DIV/0! |  | 41 | #DIV/0! | #DIV/0! | #DIV/0! | #DIV/0! | #DIV/0! | #DIV/0! |  | 41 | #DIV/0! | #DIV/0! | #DIV/0! | #DIV/0! | #DIV/0! | #DIV/0!
[6 empty] | Heating |  | 1 | [19 empty] | 3 | 0 | 0 | [24 empty] | 42 | #DIV/0! | #DIV/0! | #DIV/0! | #DIV/0! | #DIV/0! | #DIV/0! |  | 42 | #DIV/0! | #DIV/0! | #DIV/0! | #DIV/0! | #DIV/0! | #DIV/0! |  | 42 | #DIV/0! | #DIV/0! | #DIV/0! | #DIV/0! | #DIV/0! | #DIV/0! |  | 42 | #DIV/0! | #DIV/0! | #DIV/0! | #DIV/0! | #DIV/0! | #DIV/0! |  | 42 | #DIV/0! | #DIV/0! | #DIV/0! | #DIV/0! | #DIV/0! | #DIV/0! |  | 42 | #DIV/0! | #DIV/0! | #DIV/0! | #DIV/0! | #DIV/0! | #DIV/0! |  | 42 | #DIV/0! | #DIV/0! | #DIV/0! | #DIV/0! | #DIV/0! | #DIV/0! |  | 42 | #DIV/0! | #DIV/0! | #DIV/0! | #DIV/0! | #DIV/0! | #DIV/0! |  | 42 | #DIV/0! | #DIV/0! | #DIV/0! | #DIV/0! | #DIV/0! | #DIV/0! |  | 42 | #DIV/0! | #DIV/0! | #DIV/0! | #DIV/0! | #DIV/0! | #DIV/0! |  | 42 | #DIV/0! | #DIV/0! | #DIV/0! | #DIV/0! | #DIV/0! | #DIV/0! |  | 42 | #DIV/0! | #DIV/0! | #DIV/0! | #DIV/0! | #DIV/0! | #DIV/0! |  | 42 | #DIV/0! | #DIV/0! | #DIV/0! | #DIV/0! | #DIV/0! | #DIV/0! |  | 42 | #DIV/0! | #DIV/0! | #DIV/0! | #DIV/0! | #DIV/0! | #DIV/0!
[6 empty] | DHW |  | 1 | [19 empty] | 4 | 0 | 0 | [24 empty] | 43 | #DIV/0! | #DIV/0! | #DIV/0! | #DIV/0! | #DIV/0! | #DIV/0! |  | 43 | #DIV/0! | #DIV/0! | #DIV/0! | #DIV/0! | #DIV/0! | #DIV/0! |  | 43 | #DIV/0! | #DIV/0! | #DIV/0! | #DIV/0! | #DIV/0! | #DIV/0! |  | 43 | #DIV/0! | #DIV/0! | #DIV/0! | #DIV/0! | #DIV/0! | #DIV/0! |  | 43 | #DIV/0! | #DIV/0! | #DIV/0! | #DIV/0! | #DIV/0! | #DIV/0! |  | 43 | #DIV/0! | #DIV/0! | #DIV/0! | #DIV/0! | #DIV/0! | #DIV/0! |  | 43 | #DIV/0! | #DIV/0! | #DIV/0! | #DIV/0! | #DIV/0! | #DIV/0! |  | 43 | #DIV/0! | #DIV/0! | #DIV/0! | #DIV/0! | #DIV/0! | #DIV/0! |  | 43 | #DIV/0! | #DIV/0! | #DIV/0! | #DIV/0! | #DIV/0! | #DIV/0! |  | 43 | #DIV/0! | #DIV/0! | #DIV/0! | #DIV/0! | #DIV/0! | #DIV/0! |  | 43 | #DIV/0! | #DIV/0! | #DIV/0! | #DIV/0! | #DIV/0! | #DIV/0! |  | 43 | #DIV/0! | #DIV/0! | #DIV/0! | #DIV/0! | #DIV/0! | #DIV/0! |  | 43 | #DIV/0! | #DIV/0! | #DIV/0! | #DIV/0! | #DIV/0! | #DIV/0! |  | 43 | #DIV/0! | #DIV/0! | #DIV/0! | #DIV/0! | #DIV/0! | #DIV/0!
|  |  |  | W. for iteration of 100 steps |  | Final: |  | 1 | [19 empty] | 5 | 0 | 0 | [24 empty] | 44 | #DIV/0! | #DIV/0! | #DIV/0! | #DIV/0! | #DIV/0! | #DIV/0! |  | 44 | #DIV/0! | #DIV/0! | #DIV/0! | #DIV/0! | #DIV/0! | #DIV/0! |  | 44 | #DIV/0! | #DIV/0! | #DIV/0! | #DIV/0! | #DIV/0! | #DIV/0! |  | 44 | #DIV/0! | #DIV/0! | #DIV/0! | #DIV/0! | #DIV/0! | #DIV/0! |  | 44 | #DIV/0! | #DIV/0! | #DIV/0! | #DIV/0! | #DIV/0! | #DIV/0! |  | 44 | #DIV/0! | #DIV/0! | #DIV/0! | #DIV/0! | #DIV/0! | #DIV/0! |  | 44 | #DIV/0! | #DIV/0! | #DIV/0! | #DIV/0! | #DIV/0! | #DIV/0! |  | 44 | #DIV/0! | #DIV/0! | #DIV/0! | #DIV/0! | #DIV/0! | #DIV/0! |  | 44 | #DIV/0! | #DIV/0! | #DIV/0! | #DIV/0! | #DIV/0! | #DIV/0! |  | 44 | #DIV/0! | #DIV/0! | #DIV/0! | #DIV/0! | #DIV/0! | #DIV/0! |  | 44 | #DIV/0! | #DIV/0! | #DIV/0! | #DIV/0! | #DIV/0! | #DIV/0! |  | 44 | #DIV/0! | #DIV/0! | #DIV/0! | #DIV/0! | #DIV/0! | #DIV/0! |  | 44 | #DIV/0! | #DIV/0! | #DIV/0! | #DIV/0! | #DIV/0! | #DIV/0! |  | 44 | #DIV/0! | #DIV/0! | #DIV/0! | #DIV/0! | #DIV/0! | #DIV/0!
|  |  |  | W. for 2 hps with ground source |  | 2 ground sources |  | 1 | [19 empty] | 6 | 0 | 0 | [24 empty] | 45 | #DIV/0! | #DIV/0! | #DIV/0! | #DIV/0! | #DIV/0! | #DIV/0! |  | 45 | #DIV/0! | #DIV/0! | #DIV/0! | #DIV/0! | #DIV/0! | #DIV/0! |  | 45 | #DIV/0! | #DIV/0! | #DIV/0! | #DIV/0! | #DIV/0! | #DIV/0! |  | 45 | #DIV/0! | #DIV/0! | #DIV/0! | #DIV/0! | #DIV/0! | #DIV/0! |  | 45 | #DIV/0! | #DIV/0! | #DIV/0! | #DIV/0! | #DIV/0! | #DIV/0! |  | 45 | #DIV/0! | #DIV/0! | #DIV/0! | #DIV/0! | #DIV/0! | #DIV/0! |  | 45 | #DIV/0! | #DIV/0! | #DIV/0! | #DIV/0! | #DIV/0! | #DIV/0! |  | 45 | #DIV/0! | #DIV/0! | #DIV/0! | #DIV/0! | #DIV/0! | #DIV/0! |  | 45 | #DIV/0! | #DIV/0! | #DIV/0! | #DIV/0! | #DIV/0! | #DIV/0! |  | 45 | #DIV/0! | #DIV/0! | #DIV/0! | #DIV/0! | #DIV/0! | #DIV/0! |  | 45 | #DIV/0! | #DIV/0! | #DIV/0! | #DIV/0! | #DIV/0! | #DIV/0! |  | 45 | #DIV/0! | #DIV/0! | #DIV/0! | #DIV/0! | #DIV/0! | #DIV/0! |  | 45 | #DIV/0! | #DIV/0! | #DIV/0! | #DIV/0! | #DIV/0! | #DIV/0! |  | 45 | #DIV/0! | #DIV/0! | #DIV/0! | #DIV/0! | #DIV/0! | #DIV/0!
[6 empty] | cell for no results: |  | 1 | [19 empty] | 7 | 0 | 0 | Solar winter | [23 empty] | 46 | #DIV/0! | #DIV/0! | #DIV/0! | #DIV/0! | #DIV/0! | #DIV/0! |  | 46 | #DIV/0! | #DIV/0! | #DIV/0! | #DIV/0! | #DIV/0! | #DIV/0! |  | 46 | #DIV/0! | #DIV/0! | #DIV/0! | #DIV/0! | #DIV/0! | #DIV/0! |  | 46 | #DIV/0! | #DIV/0! | #DIV/0! | #DIV/0! | #DIV/0! | #DIV/0! |  | 46 | #DIV/0! | #DIV/0! | #DIV/0! | #DIV/0! | #DIV/0! | #DIV/0! |  | 46 | #DIV/0! | #DIV/0! | #DIV/0! | #DIV/0! | #DIV/0! | #DIV/0! |  | 46 | #DIV/0! | #DIV/0! | #DIV/0! | #DIV/0! | #DIV/0! | #DIV/0! |  | 46 | #DIV/0! | #DIV/0! | #DIV/0! | #DIV/0! | #DIV/0! | #DIV/0! |  | 46 | #DIV/0! | #DIV/0! | #DIV/0! | #DIV/0! | #DIV/0! | #DIV/0! |  | 46 | #DIV/0! | #DIV/0! | #DIV/0! | #DIV/0! | #DIV/0! | #DIV/0! |  | 46 | #DIV/0! | #DIV/0! | #DIV/0! | #DIV/0! | #DIV/0! | #DIV/0! |  | 46 | #DIV/0! | #DIV/0! | #DIV/0! | #DIV/0! | #DIV/0! | #DIV/0! |  | 46 | #DIV/0! | #DIV/0! | #DIV/0! | #DIV/0! | #DIV/0! | #DIV/0! |  | 46 | #DIV/0! | #DIV/0! | #DIV/0! | #DIV/0! | #DIV/0! | #DIV/0!
[6 empty] | higher than zero |  | 1 | [19 empty] | 8 | 0 | 0 | Psolar(t=0) | 0 | kW | Point by triangle | [20 empty] | 47 | #DIV/0! | #DIV/0! | #DIV/0! | #DIV/0! | #DIV/0! | #DIV/0! |  | 47 | #DIV/0! | #DIV/0! | #DIV/0! | #DIV/0! | #DIV/0! | #DIV/0! |  | 47 | #DIV/0! | #DIV/0! | #DIV/0! | #DIV/0! | #DIV/0! | #DIV/0! |  | 47 | #DIV/0! | #DIV/0! | #DIV/0! | #DIV/0! | #DIV/0! | #DIV/0! |  | 47 | #DIV/0! | #DIV/0! | #DIV/0! | #DIV/0! | #DIV/0! | #DIV/0! |  | 47 | #DIV/0! | #DIV/0! | #DIV/0! | #DIV/0! | #DIV/0! | #DIV/0! |  | 47 | #DIV/0! | #DIV/0! | #DIV/0! | #DIV/0! | #DIV/0! | #DIV/0! |  | 47 | #DIV/0! | #DIV/0! | #DIV/0! | #DIV/0! | #DIV/0! | #DIV/0! |  | 47 | #DIV/0! | #DIV/0! | #DIV/0! | #DIV/0! | #DIV/0! | #DIV/0! |  | 47 | #DIV/0! | #DIV/0! | #DIV/0! | #DIV/0! | #DIV/0! | #DIV/0! |  | 47 | #DIV/0! | #DIV/0! | #DIV/0! | #DIV/0! | #DIV/0! | #DIV/0! |  | 47 | #DIV/0! | #DIV/0! | #DIV/0! | #DIV/0! | #DIV/0! | #DIV/0! |  | 47 | #DIV/0! | #DIV/0! | #DIV/0! | #DIV/0! | #DIV/0! | #DIV/0! |  | 47 | #DIV/0! | #DIV/0! | #DIV/0! | #DIV/0! | #DIV/0! | #DIV/0!
[28 empty] | 9 | 0 | 0 | Psolar(t_gh) | 0 | kW | 0 | kW | [19 empty] | 48 | #DIV/0! | #DIV/0! | #DIV/0! | #DIV/0! | #DIV/0! | #DIV/0! |  | 48 | #DIV/0! | #DIV/0! | #DIV/0! | #DIV/0! | #DIV/0! | #DIV/0! |  | 48 | #DIV/0! | #DIV/0! | #DIV/0! | #DIV/0! | #DIV/0! | #DIV/0! |  | 48 | #DIV/0! | #DIV/0! | #DIV/0! | #DIV/0! | #DIV/0! | #DIV/0! |  | 48 | #DIV/0! | #DIV/0! | #DIV/0! | #DIV/0! | #DIV/0! | #DIV/0! |  | 48 | #DIV/0! | #DIV/0! | #DIV/0! | #DIV/0! | #DIV/0! | #DIV/0! |  | 48 | #DIV/0! | #DIV/0! | #DIV/0! | #DIV/0! | #DIV/0! | #DIV/0! |  | 48 | #DIV/0! | #DIV/0! | #DIV/0! | #DIV/0! | #DIV/0! | #DIV/0! |  | 48 | #DIV/0! | #DIV/0! | #DIV/0! | #DIV/0! | #DIV/0! | #DIV/0! |  | 48 | #DIV/0! | #DIV/0! | #DIV/0! | #DIV/0! | #DIV/0! | #DIV/0! |  | 48 | #DIV/0! | #DIV/0! | #DIV/0! | #DIV/0! | #DIV/0! | #DIV/0! |  | 48 | #DIV/0! | #DIV/0! | #DIV/0! | #DIV/0! | #DIV/0! | #DIV/0! |  | 48 | #DIV/0! | #DIV/0! | #DIV/0! | #DIV/0! | #DIV/0! | #DIV/0! |  | 48 | #DIV/0! | #DIV/0! | #DIV/0! | #DIV/0! | #DIV/0! | #DIV/0!
[28 empty] | 10 | 0 | 0 | Psolar = a*time+b |  |  | triangle of stor_losses | [20 empty] | 49 | #DIV/0! | #DIV/0! | #DIV/0! | #DIV/0! | #DIV/0! | #DIV/0! |  | 49 | #DIV/0! | #DIV/0! | #DIV/0! | #DIV/0! | #DIV/0! | #DIV/0! |  | 49 | #DIV/0! | #DIV/0! | #DIV/0! | #DIV/0! | #DIV/0! | #DIV/0! |  | 49 | #DIV/0! | #DIV/0! | #DIV/0! | #DIV/0! | #DIV/0! | #DIV/0! |  | 49 | #DIV/0! | #DIV/0! | #DIV/0! | #DIV/0! | #DIV/0! | #DIV/0! |  | 49 | #DIV/0! | #DIV/0! | #DIV/0! | #DIV/0! | #DIV/0! | #DIV/0! |  | 49 | #DIV/0! | #DIV/0! | #DIV/0! | #DIV/0! | #DIV/0! | #DIV/0! |  | 49 | #DIV/0! | #DIV/0! | #DIV/0! | #DIV/0! | #DIV/0! | #DIV/0! |  | 49 | #DIV/0! | #DIV/0! | #DIV/0! | #DIV/0! | #DIV/0! | #DIV/0! |  | 49 | #DIV/0! | #DIV/0! | #DIV/0! | #DIV/0! | #DIV/0! | #DIV/0! |  | 49 | #DIV/0! | #DIV/0! | #DIV/0! | #DIV/0! | #DIV/0! | #DIV/0! |  | 49 | #DIV/0! | #DIV/0! | #DIV/0! | #DIV/0! | #DIV/0! | #DIV/0! |  | 49 | #DIV/0! | #DIV/0! | #DIV/0! | #DIV/0! | #DIV/0! | #DIV/0! |  | 49 | #DIV/0! | #DIV/0! | #DIV/0! | #DIV/0! | #DIV/0! | #DIV/0!
[28 empty] | 11 | 0 | 0 | a= | 0 |  | 0 | [20 empty] | 50 | #DIV/0! | #DIV/0! | #DIV/0! | #DIV/0! | #DIV/0! | #DIV/0! |  | 50 | #DIV/0! | #DIV/0! | #DIV/0! | #DIV/0! | #DIV/0! | #DIV/0! |  | 50 | #DIV/0! | #DIV/0! | #DIV/0! | #DIV/0! | #DIV/0! | #DIV/0! |  | 50 | #DIV/0! | #DIV/0! | #DIV/0! | #DIV/0! | #DIV/0! | #DIV/0! |  | 50 | #DIV/0! | #DIV/0! | #DIV/0! | #DIV/0! | #DIV/0! | #DIV/0! |  | 50 | #DIV/0! | #DIV/0! | #DIV/0! | #DIV/0! | #DIV/0! | #DIV/0! |  | 50 | #DIV/0! | #DIV/0! | #DIV/0! | #DIV/0! | #DIV/0! | #DIV/0! |  | 50 | #DIV/0! | #DIV/0! | #DIV/0! | #DIV/0! | #DIV/0! | #DIV/0! |  | 50 | #DIV/0! | #DIV/0! | #DIV/0! | #DIV/0! | #DIV/0! | #DIV/0! |  | 50 | #DIV/0! | #DIV/0! | #DIV/0! | #DIV/0! | #DIV/0! | #DIV/0! |  | 50 | #DIV/0! | #DIV/0! | #DIV/0! | #DIV/0! | #DIV/0! | #DIV/0! |  | 50 | #DIV/0! | #DIV/0! | #DIV/0! | #DIV/0! | #DIV/0! | #DIV/0! |  | 50 | #DIV/0! | #DIV/0! | #DIV/0! | #DIV/0! | #DIV/0! | #DIV/0! |  | 50 | #DIV/0! | #DIV/0! | #DIV/0! | #DIV/0! | #DIV/0! | #DIV/0!
[28 empty] | 12 | 0 | 0 | b= | 0 |  | P_DHW_los-Psolar(t=0) | 0 | [19 empty] | 51 | #DIV/0! | #DIV/0! | #DIV/0! | #DIV/0! | #DIV/0! | #DIV/0! |  | 51 | #DIV/0! | #DIV/0! | #DIV/0! | #DIV/0! | #DIV/0! | #DIV/0! |  | 51 | #DIV/0! | #DIV/0! | #DIV/0! | #DIV/0! | #DIV/0! | #DIV/0! |  | 51 | #DIV/0! | #DIV/0! | #DIV/0! | #DIV/0! | #DIV/0! | #DIV/0! |  | 51 | #DIV/0! | #DIV/0! | #DIV/0! | #DIV/0! | #DIV/0! | #DIV/0! |  | 51 | #DIV/0! | #DIV/0! | #DIV/0! | #DIV/0! | #DIV/0! | #DIV/0! |  | 51 | #DIV/0! | #DIV/0! | #DIV/0! | #DIV/0! | #DIV/0! | #DIV/0! |  | 51 | #DIV/0! | #DIV/0! | #DIV/0! | #DIV/0! | #DIV/0! | #DIV/0! |  | 51 | #DIV/0! | #DIV/0! | #DIV/0! | #DIV/0! | #DIV/0! | #DIV/0! |  | 51 | #DIV/0! | #DIV/0! | #DIV/0! | #DIV/0! | #DIV/0! | #DIV/0! |  | 51 | #DIV/0! | #DIV/0! | #DIV/0! | #DIV/0! | #DIV/0! | #DIV/0! |  | 51 | #DIV/0! | #DIV/0! | #DIV/0! | #DIV/0! | #DIV/0! | #DIV/0! |  | 51 | #DIV/0! | #DIV/0! | #DIV/0! | #DIV/0! | #DIV/0! | #DIV/0! |  | 51 | #DIV/0! | #DIV/0! | #DIV/0! | #DIV/0! | #DIV/0! | #DIV/0!
[34 empty] | P_DHW_los-Psolar(t_gh) | 0 | [19 empty] | 52 | #DIV/0! | #DIV/0! | #DIV/0! | #DIV/0! | #DIV/0! | #DIV/0! |  | 52 | #DIV/0! | #DIV/0! | #DIV/0! | #DIV/0! | #DIV/0! | #DIV/0! |  | 52 | #DIV/0! | #DIV/0! | #DIV/0! | #DIV/0! | #DIV/0! | #DIV/0! |  | 52 | #DIV/0! | #DIV/0! | #DIV/0! | #DIV/0! | #DIV/0! | #DIV/0! |  | 52 | #DIV/0! | #DIV/0! | #DIV/0! | #DIV/0! | #DIV/0! | #DIV/0! |  | 52 | #DIV/0! | #DIV/0! | #DIV/0! | #DIV/0! | #DIV/0! | #DIV/0! |  | 52 | #DIV/0! | #DIV/0! | #DIV/0! | #DIV/0! | #DIV/0! | #DIV/0! |  | 52 | #DIV/0! | #DIV/0! | #DIV/0! | #DIV/0! | #DIV/0! | #DIV/0! |  | 52 | #DIV/0! | #DIV/0! | #DIV/0! | #DIV/0! | #DIV/0! | #DIV/0! |  | 52 | #DIV/0! | #DIV/0! | #DIV/0! | #DIV/0! | #DIV/0! | #DIV/0! |  | 52 | #DIV/0! | #DIV/0! | #DIV/0! | #DIV/0! | #DIV/0! | #DIV/0! |  | 52 | #DIV/0! | #DIV/0! | #DIV/0! | #DIV/0! | #DIV/0! | #DIV/0! |  | 52 | #DIV/0! | #DIV/0! | #DIV/0! | #DIV/0! | #DIV/0! | #DIV/0! |  | 52 | #DIV/0! | #DIV/0! | #DIV/0! | #DIV/0! | #DIV/0! | #DIV/0!
[28 empty] | Total: | 0 | [25 empty] | 53 | #DIV/0! | #DIV/0! | #DIV/0! | #DIV/0! | #DIV/0! | #DIV/0! |  | 53 | #DIV/0! | #DIV/0! | #DIV/0! | #DIV/0! | #DIV/0! | #DIV/0! |  | 53 | #DIV/0! | #DIV/0! | #DIV/0! | #DIV/0! | #DIV/0! | #DIV/0! |  | 53 | #DIV/0! | #DIV/0! | #DIV/0! | #DIV/0! | #DIV/0! | #DIV/0! |  | 53 | #DIV/0! | #DIV/0! | #DIV/0! | #DIV/0! | #DIV/0! | #DIV/0! |  | 53 | #DIV/0! | #DIV/0! | #DIV/0! | #DIV/0! | #DIV/0! | #DIV/0! |  | 53 | #DIV/0! | #DIV/0! | #DIV/0! | #DIV/0! | #DIV/0! | #DIV/0! |  | 53 | #DIV/0! | #DIV/0! | #DIV/0! | #DIV/0! | #DIV/0! | #DIV/0! |  | 53 | #DIV/0! | #DIV/0! | #DIV/0! | #DIV/0! | #DIV/0! | #DIV/0! |  | 53 | #DIV/0! | #DIV/0! | #DIV/0! | #DIV/0! | #DIV/0! | #DIV/0! |  | 53 | #DIV/0! | #DIV/0! | #DIV/0! | #DIV/0! | #DIV/0! | #DIV/0! |  | 53 | #DIV/0! | #DIV/0! | #DIV/0! | #DIV/0! | #DIV/0! | #DIV/0! |  | 53 | #DIV/0! | #DIV/0! | #DIV/0! | #DIV/0! | #DIV/0! | #DIV/0! |  | 53 | #DIV/0! | #DIV/0! | #DIV/0! | #DIV/0! | #DIV/0! | #DIV/0!
[55 empty] | 54 | #DIV/0! | #DIV/0! | #DIV/0! | #DIV/0! | #DIV/0! | #DIV/0! |  | 54 | #DIV/0! | #DIV/0! | #DIV/0! | #DIV/0! | #DIV/0! | #DIV/0! |  | 54 | #DIV/0! | #DIV/0! | #DIV/0! | #DIV/0! | #DIV/0! | #DIV/0! |  | 54 | #DIV/0! | #DIV/0! | #DIV/0! | #DIV/0! | #DIV/0! | #DIV/0! |  | 54 | #DIV/0! | #DIV/0! | #DIV/0! | #DIV/0! | #DIV/0! | #DIV/0! |  | 54 | #DIV/0! | #DIV/0! | #DIV/0! | #DIV/0! | #DIV/0! | #DIV/0! |  | 54 | #DIV/0! | #DIV/0! | #DIV/0! | #DIV/0! | #DIV/0! | #DIV/0! |  | 54 | #DIV/0! | #DIV/0! | #DIV/0! | #DIV/0! | #DIV/0! | #DIV/0! |  | 54 | #DIV/0! | #DIV/0! | #DIV/0! | #DIV/0! | #DIV/0! | #DIV/0! |  | 54 | #DIV/0! | #DIV/0! | #DIV/0! | #DIV/0! | #DIV/0! | #DIV/0! |  | 54 | #DIV/0! | #DIV/0! | #DIV/0! | #DIV/0! | #DIV/0! | #DIV/0! |  | 54 | #DIV/0! | #DIV/0! | #DIV/0! | #DIV/0! | #DIV/0! | #DIV/0! |  | 54 | #DIV/0! | #DIV/0! | #DIV/0! | #DIV/0! | #DIV/0! | #DIV/0! |  | 54 | #DIV/0! | #DIV/0! | #DIV/0! | #DIV/0! | #DIV/0! | #DIV/0!
[55 empty] | 55 | #DIV/0! | #DIV/0! | #DIV/0! | #DIV/0! | #DIV/0! | #DIV/0! |  | 55 | #DIV/0! | #DIV/0! | #DIV/0! | #DIV/0! | #DIV/0! | #DIV/0! |  | 55 | #DIV/0! | #DIV/0! | #DIV/0! | #DIV/0! | #DIV/0! | #DIV/0! |  | 55 | #DIV/0! | #DIV/0! | #DIV/0! | #DIV/0! | #DIV/0! | #DIV/0! |  | 55 | #DIV/0! | #DIV/0! | #DIV/0! | #DIV/0! | #DIV/0! | #DIV/0! |  | 55 | #DIV/0! | #DIV/0! | #DIV/0! | #DIV/0! | #DIV/0! | #DIV/0! |  | 55 | #DIV/0! | #DIV/0! | #DIV/0! | #DIV/0! | #DIV/0! | #DIV/0! |  | 55 | #DIV/0! | #DIV/0! | #DIV/0! | #DIV/0! | #DIV/0! | #DIV/0! |  | 55 | #DIV/0! | #DIV/0! | #DIV/0! | #DIV/0! | #DIV/0! | #DIV/0! |  | 55 | #DIV/0! | #DIV/0! | #DIV/0! | #DIV/0! | #DIV/0! | #DIV/0! |  | 55 | #DIV/0! | #DIV/0! | #DIV/0! | #DIV/0! | #DIV/0! | #DIV/0! |  | 55 | #DIV/0! | #DIV/0! | #DIV/0! | #DIV/0! | #DIV/0! | #DIV/0! |  | 55 | #DIV/0! | #DIV/0! | #DIV/0! | #DIV/0! | #DIV/0! | #DIV/0! |  | 55 | #DIV/0! | #DIV/0! | #DIV/0! | #DIV/0! | #DIV/0! | #DIV/0!
[28 empty] | HEATING GHX VERTICAL OR HORIZONTAL | [26 empty] | 56 | #DIV/0! | #DIV/0! | #DIV/0! | #DIV/0! | #DIV/0! | #DIV/0! |  | 56 | #DIV/0! | #DIV/0! | #DIV/0! | #DIV/0! | #DIV/0! | #DIV/0! |  | 56 | #DIV/0! | #DIV/0! | #DIV/0! | #DIV/0! | #DIV/0! | #DIV/0! |  | 56 | #DIV/0! | #DIV/0! | #DIV/0! | #DIV/0! | #DIV/0! | #DIV/0! |  | 56 | #DIV/0! | #DIV/0! | #DIV/0! | #DIV/0! | #DIV/0! | #DIV/0! |  | 56 | #DIV/0! | #DIV/0! | #DIV/0! | #DIV/0! | #DIV/0! | #DIV/0! |  | 56 | #DIV/0! | #DIV/0! | #DIV/0! | #DIV/0! | #DIV/0! | #DIV/0! |  | 56 | #DIV/0! | #DIV/0! | #DIV/0! | #DIV/0! | #DIV/0! | #DIV/0! |  | 56 | #DIV/0! | #DIV/0! | #DIV/0! | #DIV/0! | #DIV/0! | #DIV/0! |  | 56 | #DIV/0! | #DIV/0! | #DIV/0! | #DIV/0! | #DIV/0! | #DIV/0! |  | 56 | #DIV/0! | #DIV/0! | #DIV/0! | #DIV/0! | #DIV/0! | #DIV/0! |  | 56 | #DIV/0! | #DIV/0! | #DIV/0! | #DIV/0! | #DIV/0! | #DIV/0! |  | 56 | #DIV/0! | #DIV/0! | #DIV/0! | #DIV/0! | #DIV/0! | #DIV/0! |  | 56 | #DIV/0! | #DIV/0! | #DIV/0! | #DIV/0! | #DIV/0! | #DIV/0!
[32 empty] | Groud Temp. |  |  |  | ideal | [8 empty] | GHX Vertical | month | Demand | days/m | days sum | θ_borehole | sort_Demand | sort_θ_soil | θ_soil_bin | %Demand | 57 | #DIV/0! | #DIV/0! | #DIV/0! | #DIV/0! | #DIV/0! | #DIV/0! |  | 57 | #DIV/0! | #DIV/0! | #DIV/0! | #DIV/0! | #DIV/0! | #DIV/0! |  | 57 | #DIV/0! | #DIV/0! | #DIV/0! | #DIV/0! | #DIV/0! | #DIV/0! |  | 57 | #DIV/0! | #DIV/0! | #DIV/0! | #DIV/0! | #DIV/0! | #DIV/0! |  | 57 | #DIV/0! | #DIV/0! | #DIV/0! | #DIV/0! | #DIV/0! | #DIV/0! |  | 57 | #DIV/0! | #DIV/0! | #DIV/0! | #DIV/0! | #DIV/0! | #DIV/0! |  | 57 | #DIV/0! | #DIV/0! | #DIV/0! | #DIV/0! | #DIV/0! | #DIV/0! |  | 57 | #DIV/0! | #DIV/0! | #DIV/0! | #DIV/0! | #DIV/0! | #DIV/0! |  | 57 | #DIV/0! | #DIV/0! | #DIV/0! | #DIV/0! | #DIV/0! | #DIV/0! |  | 57 | #DIV/0! | #DIV/0! | #DIV/0! | #DIV/0! | #DIV/0! | #DIV/0! |  | 57 | #DIV/0! | #DIV/0! | #DIV/0! | #DIV/0! | #DIV/0! | #DIV/0! |  | 57 | #DIV/0! | #DIV/0! | #DIV/0! | #DIV/0! | #DIV/0! | #DIV/0! |  | 57 | #DIV/0! | #DIV/0! | #DIV/0! | #DIV/0! | #DIV/0! | #DIV/0! |  | 57 | #DIV/0! | #DIV/0! | #DIV/0! | #DIV/0! | #DIV/0! | #DIV/0!
[28 empty] | time bins | t_bins with t_leist | t_bin hour | Pbin | θ_soil | θ_src_bin | Q_demand_bin | θ_src_COP | Phouse_m | θ_m+Δθ/2 | θ_snk_COP | COP | P_stor_o | Q_stor_o | Q_el_h | Q_el_st |  | analysis |  | kWh | days | days | °C | kWh | °C | °C |  | 58 | #DIV/0! | #DIV/0! | #DIV/0! | #DIV/0! | #DIV/0! | #DIV/0! |  | 58 | #DIV/0! | #DIV/0! | #DIV/0! | #DIV/0! | #DIV/0! | #DIV/0! |  | 58 | #DIV/0! | #DIV/0! | #DIV/0! | #DIV/0! | #DIV/0! | #DIV/0! |  | 58 | #DIV/0! | #DIV/0! | #DIV/0! | #DIV/0! | #DIV/0! | #DIV/0! |  | 58 | #DIV/0! | #DIV/0! | #DIV/0! | #DIV/0! | #DIV/0! | #DIV/0! |  | 58 | #DIV/0! | #DIV/0! | #DIV/0! | #DIV/0! | #DIV/0! | #DIV/0! |  | 58 | #DIV/0! | #DIV/0! | #DIV/0! | #DIV/0! | #DIV/0! | #DIV/0! |  | 58 | #DIV/0! | #DIV/0! | #DIV/0! | #DIV/0! | #DIV/0! | #DIV/0! |  | 58 | #DIV/0! | #DIV/0! | #DIV/0! | #DIV/0! | #DIV/0! | #DIV/0! |  | 58 | #DIV/0! | #DIV/0! | #DIV/0! | #DIV/0! | #DIV/0! | #DIV/0! |  | 58 | #DIV/0! | #DIV/0! | #DIV/0! | #DIV/0! | #DIV/0! | #DIV/0! |  | 58 | #DIV/0! | #DIV/0! | #DIV/0! | #DIV/0! | #DIV/0! | #DIV/0! |  | 58 | #DIV/0! | #DIV/0! | #DIV/0! | #DIV/0! | #DIV/0! | #DIV/0! |  | 58 | #DIV/0! | #DIV/0! | #DIV/0! | #DIV/0! | #DIV/0! | #DIV/0!
[28 empty] | days | days | hours | kW |  | °C | kWh | K | kW | °C | K |  | kW | kWh | kWh | kWh |  |  | 1 | 578.7431 | 31 | 15.5 | #DIV/0! | 578.7431 | #DIV/0! | #DIV/0! | 0 | 59 | #DIV/0! | #DIV/0! | #DIV/0! | #DIV/0! | #DIV/0! | #DIV/0! |  | 59 | #DIV/0! | #DIV/0! | #DIV/0! | #DIV/0! | #DIV/0! | #DIV/0! |  | 59 | #DIV/0! | #DIV/0! | #DIV/0! | #DIV/0! | #DIV/0! | #DIV/0! |  | 59 | #DIV/0! | #DIV/0! | #DIV/0! | #DIV/0! | #DIV/0! | #DIV/0! |  | 59 | #DIV/0! | #DIV/0! | #DIV/0! | #DIV/0! | #DIV/0! | #DIV/0! |  | 59 | #DIV/0! | #DIV/0! | #DIV/0! | #DIV/0! | #DIV/0! | #DIV/0! |  | 59 | #DIV/0! | #DIV/0! | #DIV/0! | #DIV/0! | #DIV/0! | #DIV/0! |  | 59 | #DIV/0! | #DIV/0! | #DIV/0! | #DIV/0! | #DIV/0! | #DIV/0! |  | 59 | #DIV/0! | #DIV/0! | #DIV/0! | #DIV/0! | #DIV/0! | #DIV/0! |  | 59 | #DIV/0! | #DIV/0! | #DIV/0! | #DIV/0! | #DIV/0! | #DIV/0! |  | 59 | #DIV/0! | #DIV/0! | #DIV/0! | #DIV/0! | #DIV/0! | #DIV/0! |  | 59 | #DIV/0! | #DIV/0! | #DIV/0! | #DIV/0! | #DIV/0! | #DIV/0! |  | 59 | #DIV/0! | #DIV/0! | #DIV/0! | #DIV/0! | #DIV/0! | #DIV/0! |  | 59 | #DIV/0! | #DIV/0! | #DIV/0! | #DIV/0! | #DIV/0! | #DIV/0!
[27 empty] | 1 | 0 | 0 | 0 | #DIV/0! | [14 empty] | 2 | 428.15 | 28 | 45 | #DIV/0! | 573.582 | #DIV/0! | #DIV/0! | 0 | 60 | #DIV/0! | #DIV/0! | #DIV/0! | #DIV/0! | #DIV/0! | #DIV/0! |  | 60 | #DIV/0! | #DIV/0! | #DIV/0! | #DIV/0! | #DIV/0! | #DIV/0! |  | 60 | #DIV/0! | #DIV/0! | #DIV/0! | #DIV/0! | #DIV/0! | #DIV/0! |  | 60 | #DIV/0! | #DIV/0! | #DIV/0! | #DIV/0! | #DIV/0! | #DIV/0! |  | 60 | #DIV/0! | #DIV/0! | #DIV/0! | #DIV/0! | #DIV/0! | #DIV/0! |  | 60 | #DIV/0! | #DIV/0! | #DIV/0! | #DIV/0! | #DIV/0! | #DIV/0! |  | 60 | #DIV/0! | #DIV/0! | #DIV/0! | #DIV/0! | #DIV/0! | #DIV/0! |  | 60 | #DIV/0! | #DIV/0! | #DIV/0! | #DIV/0! | #DIV/0! | #DIV/0! |  | 60 | #DIV/0! | #DIV/0! | #DIV/0! | #DIV/0! | #DIV/0! | #DIV/0! |  | 60 | #DIV/0! | #DIV/0! | #DIV/0! | #DIV/0! | #DIV/0! | #DIV/0! |  | 60 | #DIV/0! | #DIV/0! | #DIV/0! | #DIV/0! | #DIV/0! | #DIV/0! |  | 60 | #DIV/0! | #DIV/0! | #DIV/0! | #DIV/0! | #DIV/0! | #DIV/0! |  | 60 | #DIV/0! | #DIV/0! | #DIV/0! | #DIV/0! | #DIV/0! | #DIV/0! |  | 60 | #DIV/0! | #DIV/0! | #DIV/0! | #DIV/0! | #DIV/0! | #DIV/0!
[27 empty] | 2 | 0 | #DIV/0! | #DIV/0! | #DIV/0! | #DIV/0! | #DIV/0! | #DIV/0! | #DIV/0! | #DIV/0! | #DIV/0! | 334.65 | #DIV/0! | 0 | #DIV/0! | #DIV/0! | #DIV/0! |  |  | 3 | 321.4809 | 31 | 74.5 | #DIV/0! | 428.15 | #DIV/0! | #DIV/0! | 0 | 61 | #DIV/0! | #DIV/0! | #DIV/0! | #DIV/0! | #DIV/0! | #DIV/0! |  | 61 | #DIV/0! | #DIV/0! | #DIV/0! | #DIV/0! | #DIV/0! | #DIV/0! |  | 61 | #DIV/0! | #DIV/0! | #DIV/0! | #DIV/0! | #DIV/0! | #DIV/0! |  | 61 | #DIV/0! | #DIV/0! | #DIV/0! | #DIV/0! | #DIV/0! | #DIV/0! |  | 61 | #DIV/0! | #DIV/0! | #DIV/0! | #DIV/0! | #DIV/0! | #DIV/0! |  | 61 | #DIV/0! | #DIV/0! | #DIV/0! | #DIV/0! | #DIV/0! | #DIV/0! |  | 61 | #DIV/0! | #DIV/0! | #DIV/0! | #DIV/0! | #DIV/0! | #DIV/0! |  | 61 | #DIV/0! | #DIV/0! | #DIV/0! | #DIV/0! | #DIV/0! | #DIV/0! |  | 61 | #DIV/0! | #DIV/0! | #DIV/0! | #DIV/0! | #DIV/0! | #DIV/0! |  | 61 | #DIV/0! | #DIV/0! | #DIV/0! | #DIV/0! | #DIV/0! | #DIV/0! |  | 61 | #DIV/0! | #DIV/0! | #DIV/0! | #DIV/0! | #DIV/0! | #DIV/0! |  | 61 | #DIV/0! | #DIV/0! | #DIV/0! | #DIV/0! | #DIV/0! | #DIV/0! |  | 61 | #DIV/0! | #DIV/0! | #DIV/0! | #DIV/0! | #DIV/0! | #DIV/0! |  | 61 | #DIV/0! | #DIV/0! | #DIV/0! | #DIV/0! | #DIV/0! | #DIV/0!
[27 empty] | 3 | 0 | #DIV/0! | #DIV/0! | #DIV/0! | #DIV/0! | #DIV/0! | #DIV/0! | #DIV/0! | #DIV/0! | #DIV/0! | 334.65 | #DIV/0! | 0 | #DIV/0! | #DIV/0! | #DIV/0! |  |  | 4 | 123.4661 | 30 | 105 | #DIV/0! | 375.2233 | #DIV/0! |  | 0 | 62 | #DIV/0! | #DIV/0! | #DIV/0! | #DIV/0! | #DIV/0! | #DIV/0! |  | 62 | #DIV/0! | #DIV/0! | #DIV/0! | #DIV/0! | #DIV/0! | #DIV/0! |  | 62 | #DIV/0! | #DIV/0! | #DIV/0! | #DIV/0! | #DIV/0! | #DIV/0! |  | 62 | #DIV/0! | #DIV/0! | #DIV/0! | #DIV/0! | #DIV/0! | #DIV/0! |  | 62 | #DIV/0! | #DIV/0! | #DIV/0! | #DIV/0! | #DIV/0! | #DIV/0! |  | 62 | #DIV/0! | #DIV/0! | #DIV/0! | #DIV/0! | #DIV/0! | #DIV/0! |  | 62 | #DIV/0! | #DIV/0! | #DIV/0! | #DIV/0! | #DIV/0! | #DIV/0! |  | 62 | #DIV/0! | #DIV/0! | #DIV/0! | #DIV/0! | #DIV/0! | #DIV/0! |  | 62 | #DIV/0! | #DIV/0! | #DIV/0! | #DIV/0! | #DIV/0! | #DIV/0! |  | 62 | #DIV/0! | #DIV/0! | #DIV/0! | #DIV/0! | #DIV/0! | #DIV/0! |  | 62 | #DIV/0! | #DIV/0! | #DIV/0! | #DIV/0! | #DIV/0! | #DIV/0! |  | 62 | #DIV/0! | #DIV/0! | #DIV/0! | #DIV/0! | #DIV/0! | #DIV/0! |  | 62 | #DIV/0! | #DIV/0! | #DIV/0! | #DIV/0! | #DIV/0! | #DIV/0! |  | 62 | #DIV/0! | #DIV/0! | #DIV/0! | #DIV/0! | #DIV/0! | #DIV/0!
[6 empty] | results |  |  | Final |  | AIR-source |  |  |  | Ground water-source |  | vertical or horizontal GHX-source | [9 empty] | 4 | 0 | #DIV/0! | #DIV/0! | #DIV/0! | #DIV/0! | #DIV/0! | #DIV/0! | #DIV/0! | #DIV/0! | #DIV/0! | 334.65 | #DIV/0! | 0 | #DIV/0! | #DIV/0! | #DIV/0! |  |  | 5 | 7.5871 | 31 | 135.5 | #DIV/0! | 321.4809 | #DIV/0! |  | 0 | 63 | #DIV/0! | #DIV/0! | #DIV/0! | #DIV/0! | #DIV/0! | #DIV/0! |  | 63 | #DIV/0! | #DIV/0! | #DIV/0! | #DIV/0! | #DIV/0! | #DIV/0! |  | 63 | #DIV/0! | #DIV/0! | #DIV/0! | #DIV/0! | #DIV/0! | #DIV/0! |  | 63 | #DIV/0! | #DIV/0! | #DIV/0! | #DIV/0! | #DIV/0! | #DIV/0! |  | 63 | #DIV/0! | #DIV/0! | #DIV/0! | #DIV/0! | #DIV/0! | #DIV/0! |  | 63 | #DIV/0! | #DIV/0! | #DIV/0! | #DIV/0! | #DIV/0! | #DIV/0! |  | 63 | #DIV/0! | #DIV/0! | #DIV/0! | #DIV/0! | #DIV/0! | #DIV/0! |  | 63 | #DIV/0! | #DIV/0! | #DIV/0! | #DIV/0! | #DIV/0! | #DIV/0! |  | 63 | #DIV/0! | #DIV/0! | #DIV/0! | #DIV/0! | #DIV/0! | #DIV/0! |  | 63 | #DIV/0! | #DIV/0! | #DIV/0! | #DIV/0! | #DIV/0! | #DIV/0! |  | 63 | #DIV/0! | #DIV/0! | #DIV/0! | #DIV/0! | #DIV/0! | #DIV/0! |  | 63 | #DIV/0! | #DIV/0! | #DIV/0! | #DIV/0! | #DIV/0! | #DIV/0! |  | 63 | #DIV/0! | #DIV/0! | #DIV/0! | #DIV/0! | #DIV/0! | #DIV/0! |  | 63 | #DIV/0! | #DIV/0! | #DIV/0! | #DIV/0! | #DIV/0! | #DIV/0!
|  |  |  | HEATING | Heat Supplied by Direct Electricity |  | QE,dir |  | 0 | kWh/a | 0 | kWh/a |  |  | 0 | kWh/a | 0 | kWh/a | [8 empty] | 5 | 0 | #DIV/0! | #DIV/0! | #DIV/0! | #DIV/0! | #DIV/0! | #DIV/0! | #DIV/0! | #DIV/0! | #DIV/0! | 334.65 | 1 | 0 | #DIV/0! | #DIV/0! | #DIV/0! |  |  | 6 | 0.066207 | 30 | 166 | #DIV/0! | 123.4661 | #DIV/0! |  | 0 | 64 | #DIV/0! | #DIV/0! | #DIV/0! | #DIV/0! | #DIV/0! | #DIV/0! |  | 64 | #DIV/0! | #DIV/0! | #DIV/0! | #DIV/0! | #DIV/0! | #DIV/0! |  | 64 | #DIV/0! | #DIV/0! | #DIV/0! | #DIV/0! | #DIV/0! | #DIV/0! |  | 64 | #DIV/0! | #DIV/0! | #DIV/0! | #DIV/0! | #DIV/0! | #DIV/0! |  | 64 | #DIV/0! | #DIV/0! | #DIV/0! | #DIV/0! | #DIV/0! | #DIV/0! |  | 64 | #DIV/0! | #DIV/0! | #DIV/0! | #DIV/0! | #DIV/0! | #DIV/0! |  | 64 | #DIV/0! | #DIV/0! | #DIV/0! | #DIV/0! | #DIV/0! | #DIV/0! |  | 64 | #DIV/0! | #DIV/0! | #DIV/0! | #DIV/0! | #DIV/0! | #DIV/0! |  | 64 | #DIV/0! | #DIV/0! | #DIV/0! | #DIV/0! | #DIV/0! | #DIV/0! |  | 64 | #DIV/0! | #DIV/0! | #DIV/0! | #DIV/0! | #DIV/0! | #DIV/0! |  | 64 | #DIV/0! | #DIV/0! | #DIV/0! | #DIV/0! | #DIV/0! | #DIV/0! |  | 64 | #DIV/0! | #DIV/0! | #DIV/0! | #DIV/0! | #DIV/0! | #DIV/0! |  | 64 | #DIV/0! | #DIV/0! | #DIV/0! | #DIV/0! | #DIV/0! | #DIV/0! |  | 64 | #DIV/0! | #DIV/0! | #DIV/0! | #DIV/0! | #DIV/0! | #DIV/0!
[5 empty] | Space Heat Supplied by HP |  | QHP,Heating |  | 0 | kWh/a | 0 | kWh/a |  |  | 0 | kWh/a | 0 | kWh/a | [27 empty] | 7 | 0.00045845 | 31 | 196.5 | #DIV/0! | 104.0016 | #DIV/0! |  | 0 | 65 | #DIV/0! | #DIV/0! | #DIV/0! | #DIV/0! | #DIV/0! | #DIV/0! |  | 65 | #DIV/0! | #DIV/0! | #DIV/0! | #DIV/0! | #DIV/0! | #DIV/0! |  | 65 | #DIV/0! | #DIV/0! | #DIV/0! | #DIV/0! | #DIV/0! | #DIV/0! |  | 65 | #DIV/0! | #DIV/0! | #DIV/0! | #DIV/0! | #DIV/0! | #DIV/0! |  | 65 | #DIV/0! | #DIV/0! | #DIV/0! | #DIV/0! | #DIV/0! | #DIV/0! |  | 65 | #DIV/0! | #DIV/0! | #DIV/0! | #DIV/0! | #DIV/0! | #DIV/0! |  | 65 | #DIV/0! | #DIV/0! | #DIV/0! | #DIV/0! | #DIV/0! | #DIV/0! |  | 65 | #DIV/0! | #DIV/0! | #DIV/0! | #DIV/0! | #DIV/0! | #DIV/0! |  | 65 | #DIV/0! | #DIV/0! | #DIV/0! | #DIV/0! | #DIV/0! | #DIV/0! |  | 65 | #DIV/0! | #DIV/0! | #DIV/0! | #DIV/0! | #DIV/0! | #DIV/0! |  | 65 | #DIV/0! | #DIV/0! | #DIV/0! | #DIV/0! | #DIV/0! | #DIV/0! |  | 65 | #DIV/0! | #DIV/0! | #DIV/0! | #DIV/0! | #DIV/0! | #DIV/0! |  | 65 | #DIV/0! | #DIV/0! | #DIV/0! | #DIV/0! | #DIV/0! | #DIV/0! |  | 65 | #DIV/0! | #DIV/0! | #DIV/0! | #DIV/0! | #DIV/0! | #DIV/0!
[5 empty] | Space Heat Supplied by HP without losses |  | QHP,Heating |  | 0 | kWh/a | 0 | kWh/a |  |  | 0 | kWh/a | 0 | kWh/a | [9 empty] | Total: | [5 empty] | #DIV/0! | [6 empty] | #DIV/0! |  |  |  |  | 8 | 3.978e-05 | 31 | 227.5 | #DIV/0! | 7.5871 | #DIV/0! |  | 0 | 66 | #DIV/0! | #DIV/0! | #DIV/0! | #DIV/0! | #DIV/0! | #DIV/0! |  | 66 | #DIV/0! | #DIV/0! | #DIV/0! | #DIV/0! | #DIV/0! | #DIV/0! |  | 66 | #DIV/0! | #DIV/0! | #DIV/0! | #DIV/0! | #DIV/0! | #DIV/0! |  | 66 | #DIV/0! | #DIV/0! | #DIV/0! | #DIV/0! | #DIV/0! | #DIV/0! |  | 66 | #DIV/0! | #DIV/0! | #DIV/0! | #DIV/0! | #DIV/0! | #DIV/0! |  | 66 | #DIV/0! | #DIV/0! | #DIV/0! | #DIV/0! | #DIV/0! | #DIV/0! |  | 66 | #DIV/0! | #DIV/0! | #DIV/0! | #DIV/0! | #DIV/0! | #DIV/0! |  | 66 | #DIV/0! | #DIV/0! | #DIV/0! | #DIV/0! | #DIV/0! | #DIV/0! |  | 66 | #DIV/0! | #DIV/0! | #DIV/0! | #DIV/0! | #DIV/0! | #DIV/0! |  | 66 | #DIV/0! | #DIV/0! | #DIV/0! | #DIV/0! | #DIV/0! | #DIV/0! |  | 66 | #DIV/0! | #DIV/0! | #DIV/0! | #DIV/0! | #DIV/0! | #DIV/0! |  | 66 | #DIV/0! | #DIV/0! | #DIV/0! | #DIV/0! | #DIV/0! | #DIV/0! |  | 66 | #DIV/0! | #DIV/0! | #DIV/0! | #DIV/0! | #DIV/0! | #DIV/0! |  | 66 | #DIV/0! | #DIV/0! | #DIV/0! | #DIV/0! | #DIV/0! | #DIV/0!
[5 empty] | Electrical consumption of hp |  | QelHP,Heating |  |  | kWh/a |  | kWh/a |  |  |  | kWh/a |  | kWh/a | [27 empty] | 9 | 0.5179 | 30 | 258 | #DIV/0! | 0.5179 | #DIV/0! |  | 0 | 67 | #DIV/0! | #DIV/0! | #DIV/0! | #DIV/0! | #DIV/0! | #DIV/0! |  | 67 | #DIV/0! | #DIV/0! | #DIV/0! | #DIV/0! | #DIV/0! | #DIV/0! |  | 67 | #DIV/0! | #DIV/0! | #DIV/0! | #DIV/0! | #DIV/0! | #DIV/0! |  | 67 | #DIV/0! | #DIV/0! | #DIV/0! | #DIV/0! | #DIV/0! | #DIV/0! |  | 67 | #DIV/0! | #DIV/0! | #DIV/0! | #DIV/0! | #DIV/0! | #DIV/0! |  | 67 | #DIV/0! | #DIV/0! | #DIV/0! | #DIV/0! | #DIV/0! | #DIV/0! |  | 67 | #DIV/0! | #DIV/0! | #DIV/0! | #DIV/0! | #DIV/0! | #DIV/0! |  | 67 | #DIV/0! | #DIV/0! | #DIV/0! | #DIV/0! | #DIV/0! | #DIV/0! |  | 67 | #DIV/0! | #DIV/0! | #DIV/0! | #DIV/0! | #DIV/0! | #DIV/0! |  | 67 | #DIV/0! | #DIV/0! | #DIV/0! | #DIV/0! | #DIV/0! | #DIV/0! |  | 67 | #DIV/0! | #DIV/0! | #DIV/0! | #DIV/0! | #DIV/0! | #DIV/0! |  | 67 | #DIV/0! | #DIV/0! | #DIV/0! | #DIV/0! | #DIV/0! | #DIV/0! |  | 67 | #DIV/0! | #DIV/0! | #DIV/0! | #DIV/0! | #DIV/0! | #DIV/0! |  | 67 | #DIV/0! | #DIV/0! | #DIV/0! | #DIV/0! | #DIV/0! | #DIV/0!
[46 empty] | 10 | 104.0016 | 31 | 288.5 | #DIV/0! | 0.066207 | #DIV/0! | θ_summer | 0 | 68 | #DIV/0! | #DIV/0! | #DIV/0! | #DIV/0! | #DIV/0! | #DIV/0! |  | 68 | #DIV/0! | #DIV/0! | #DIV/0! | #DIV/0! | #DIV/0! | #DIV/0! |  | 68 | #DIV/0! | #DIV/0! | #DIV/0! | #DIV/0! | #DIV/0! | #DIV/0! |  | 68 | #DIV/0! | #DIV/0! | #DIV/0! | #DIV/0! | #DIV/0! | #DIV/0! |  | 68 | #DIV/0! | #DIV/0! | #DIV/0! | #DIV/0! | #DIV/0! | #DIV/0! |  | 68 | #DIV/0! | #DIV/0! | #DIV/0! | #DIV/0! | #DIV/0! | #DIV/0! |  | 68 | #DIV/0! | #DIV/0! | #DIV/0! | #DIV/0! | #DIV/0! | #DIV/0! |  | 68 | #DIV/0! | #DIV/0! | #DIV/0! | #DIV/0! | #DIV/0! | #DIV/0! |  | 68 | #DIV/0! | #DIV/0! | #DIV/0! | #DIV/0! | #DIV/0! | #DIV/0! |  | 68 | #DIV/0! | #DIV/0! | #DIV/0! | #DIV/0! | #DIV/0! | #DIV/0! |  | 68 | #DIV/0! | #DIV/0! | #DIV/0! | #DIV/0! | #DIV/0! | #DIV/0! |  | 68 | #DIV/0! | #DIV/0! | #DIV/0! | #DIV/0! | #DIV/0! | #DIV/0! |  | 68 | #DIV/0! | #DIV/0! | #DIV/0! | #DIV/0! | #DIV/0! | #DIV/0! |  | 68 | #DIV/0! | #DIV/0! | #DIV/0! | #DIV/0! | #DIV/0! | #DIV/0!
|  |  |  | DHW | Heat Supplied by Direct Electricity |  | QE,dir |  | 0 | kWh/a | 0 | kWh/a |  |  | 0 | kWh/a | 0 | kWh/a | [9 empty] | DHW GHX VERTICAL OR HORIZONTAL | [17 empty] | 11 | 375.2233 | 30 | 319 | #DIV/0! | 0.00045845 | #DIV/0! | °C | 0 | 69 | #DIV/0! | #DIV/0! | #DIV/0! | #DIV/0! | #DIV/0! | #DIV/0! |  | 69 | #DIV/0! | #DIV/0! | #DIV/0! | #DIV/0! | #DIV/0! | #DIV/0! |  | 69 | #DIV/0! | #DIV/0! | #DIV/0! | #DIV/0! | #DIV/0! | #DIV/0! |  | 69 | #DIV/0! | #DIV/0! | #DIV/0! | #DIV/0! | #DIV/0! | #DIV/0! |  | 69 | #DIV/0! | #DIV/0! | #DIV/0! | #DIV/0! | #DIV/0! | #DIV/0! |  | 69 | #DIV/0! | #DIV/0! | #DIV/0! | #DIV/0! | #DIV/0! | #DIV/0! |  | 69 | #DIV/0! | #DIV/0! | #DIV/0! | #DIV/0! | #DIV/0! | #DIV/0! |  | 69 | #DIV/0! | #DIV/0! | #DIV/0! | #DIV/0! | #DIV/0! | #DIV/0! |  | 69 | #DIV/0! | #DIV/0! | #DIV/0! | #DIV/0! | #DIV/0! | #DIV/0! |  | 69 | #DIV/0! | #DIV/0! | #DIV/0! | #DIV/0! | #DIV/0! | #DIV/0! |  | 69 | #DIV/0! | #DIV/0! | #DIV/0! | #DIV/0! | #DIV/0! | #DIV/0! |  | 69 | #DIV/0! | #DIV/0! | #DIV/0! | #DIV/0! | #DIV/0! | #DIV/0! |  | 69 | #DIV/0! | #DIV/0! | #DIV/0! | #DIV/0! | #DIV/0! | #DIV/0! |  | 69 | #DIV/0! | #DIV/0! | #DIV/0! | #DIV/0! | #DIV/0! | #DIV/0!
[5 empty] | DHW Supplied by HP in winter |  | QHP,DHW,Winter |  | 0 | kWh/a | 0 | kWh/a |  |  | 0 | kWh/a | 0 | kWh/a | [13 empty] | Groud Temp. | [13 empty] | 12 | 573.582 | 31 | 349.5 | #DIV/0! | 3.978e-05 | #DIV/0! | #DIV/0! | 0 | 70 | #DIV/0! | #DIV/0! | #DIV/0! | #DIV/0! | #DIV/0! | #DIV/0! |  | 70 | #DIV/0! | #DIV/0! | #DIV/0! | #DIV/0! | #DIV/0! | #DIV/0! |  | 70 | #DIV/0! | #DIV/0! | #DIV/0! | #DIV/0! | #DIV/0! | #DIV/0! |  | 70 | #DIV/0! | #DIV/0! | #DIV/0! | #DIV/0! | #DIV/0! | #DIV/0! |  | 70 | #DIV/0! | #DIV/0! | #DIV/0! | #DIV/0! | #DIV/0! | #DIV/0! |  | 70 | #DIV/0! | #DIV/0! | #DIV/0! | #DIV/0! | #DIV/0! | #DIV/0! |  | 70 | #DIV/0! | #DIV/0! | #DIV/0! | #DIV/0! | #DIV/0! | #DIV/0! |  | 70 | #DIV/0! | #DIV/0! | #DIV/0! | #DIV/0! | #DIV/0! | #DIV/0! |  | 70 | #DIV/0! | #DIV/0! | #DIV/0! | #DIV/0! | #DIV/0! | #DIV/0! |  | 70 | #DIV/0! | #DIV/0! | #DIV/0! | #DIV/0! | #DIV/0! | #DIV/0! |  | 70 | #DIV/0! | #DIV/0! | #DIV/0! | #DIV/0! | #DIV/0! | #DIV/0! |  | 70 | #DIV/0! | #DIV/0! | #DIV/0! | #DIV/0! | #DIV/0! | #DIV/0! |  | 70 | #DIV/0! | #DIV/0! | #DIV/0! | #DIV/0! | #DIV/0! | #DIV/0! |  | 70 | #DIV/0! | #DIV/0! | #DIV/0! | #DIV/0! | #DIV/0! | #DIV/0!
[5 empty] | DHW Supplied by HP in summer |  | QHP,DHW,Summer |  | 0 | kWh/a | 0 | kWh/a |  |  | 0 | kWh/a | 0 | kWh/a | [9 empty] | time bins | t_bins with t_leist | t_bin hour | Pbin | θ_soil | θ_src_bin | Psolar_bin | Qsolar | Q_bin-Qsol | Q_dhw_bin | θ_src_COP | θ_snk_COP | COP | Q_el_h | P_summer | COP_summer |  | Total: |  | 2512.8185 | [6 empty] | 0 | 71 | #DIV/0! | #DIV/0! | #DIV/0! | #DIV/0! | #DIV/0! | #DIV/0! |  | 71 | #DIV/0! | #DIV/0! | #DIV/0! | #DIV/0! | #DIV/0! | #DIV/0! |  | 71 | #DIV/0! | #DIV/0! | #DIV/0! | #DIV/0! | #DIV/0! | #DIV/0! |  | 71 | #DIV/0! | #DIV/0! | #DIV/0! | #DIV/0! | #DIV/0! | #DIV/0! |  | 71 | #DIV/0! | #DIV/0! | #DIV/0! | #DIV/0! | #DIV/0! | #DIV/0! |  | 71 | #DIV/0! | #DIV/0! | #DIV/0! | #DIV/0! | #DIV/0! | #DIV/0! |  | 71 | #DIV/0! | #DIV/0! | #DIV/0! | #DIV/0! | #DIV/0! | #DIV/0! |  | 71 | #DIV/0! | #DIV/0! | #DIV/0! | #DIV/0! | #DIV/0! | #DIV/0! |  | 71 | #DIV/0! | #DIV/0! | #DIV/0! | #DIV/0! | #DIV/0! | #DIV/0! |  | 71 | #DIV/0! | #DIV/0! | #DIV/0! | #DIV/0! | #DIV/0! | #DIV/0! |  | 71 | #DIV/0! | #DIV/0! | #DIV/0! | #DIV/0! | #DIV/0! | #DIV/0! |  | 71 | #DIV/0! | #DIV/0! | #DIV/0! | #DIV/0! | #DIV/0! | #DIV/0! |  | 71 | #DIV/0! | #DIV/0! | #DIV/0! | #DIV/0! | #DIV/0! | #DIV/0! |  | 71 | #DIV/0! | #DIV/0! | #DIV/0! | #DIV/0! | #DIV/0! | #DIV/0!
[5 empty] | DHW Supplied by HP in winter (without storage losses) |  | QHP,DHW,Winter |  | 0 | kWh/a | 0 | kWh/a |  |  | 0 | kWh/a | 0 | kWh/a | [9 empty] | days | days | hours | kW |  | °C | kW | kWh | kWh | kWh | K | K |  | kWh | [13 empty] | 72 | #DIV/0! | #DIV/0! | #DIV/0! | #DIV/0! | #DIV/0! | #DIV/0! |  | 72 | #DIV/0! | #DIV/0! | #DIV/0! | #DIV/0! | #DIV/0! | #DIV/0! |  | 72 | #DIV/0! | #DIV/0! | #DIV/0! | #DIV/0! | #DIV/0! | #DIV/0! |  | 72 | #DIV/0! | #DIV/0! | #DIV/0! | #DIV/0! | #DIV/0! | #DIV/0! |  | 72 | #DIV/0! | #DIV/0! | #DIV/0! | #DIV/0! | #DIV/0! | #DIV/0! |  | 72 | #DIV/0! | #DIV/0! | #DIV/0! | #DIV/0! | #DIV/0! | #DIV/0! |  | 72 | #DIV/0! | #DIV/0! | #DIV/0! | #DIV/0! | #DIV/0! | #DIV/0! |  | 72 | #DIV/0! | #DIV/0! | #DIV/0! | #DIV/0! | #DIV/0! | #DIV/0! |  | 72 | #DIV/0! | #DIV/0! | #DIV/0! | #DIV/0! | #DIV/0! | #DIV/0! |  | 72 | #DIV/0! | #DIV/0! | #DIV/0! | #DIV/0! | #DIV/0! | #DIV/0! |  | 72 | #DIV/0! | #DIV/0! | #DIV/0! | #DIV/0! | #DIV/0! | #DIV/0! |  | 72 | #DIV/0! | #DIV/0! | #DIV/0! | #DIV/0! | #DIV/0! | #DIV/0! |  | 72 | #DIV/0! | #DIV/0! | #DIV/0! | #DIV/0! | #DIV/0! | #DIV/0! |  | 72 | #DIV/0! | #DIV/0! | #DIV/0! | #DIV/0! | #DIV/0! | #DIV/0!
[5 empty] | DHW Supplied by HP in summer (without storage losses) |  | QHP,DHW,Summer |  | 0 | kWh/a | 0 | kWh/a |  |  | 0 | kWh/a | 0 | kWh/a | [8 empty] | 1 | 0 | 0 | 0 | #DIV/0! |  |  | 0 | [20 empty] | 73 | #DIV/0! | #DIV/0! | #DIV/0! | #DIV/0! | #DIV/0! | #DIV/0! |  | 73 | #DIV/0! | #DIV/0! | #DIV/0! | #DIV/0! | #DIV/0! | #DIV/0! |  | 73 | #DIV/0! | #DIV/0! | #DIV/0! | #DIV/0! | #DIV/0! | #DIV/0! |  | 73 | #DIV/0! | #DIV/0! | #DIV/0! | #DIV/0! | #DIV/0! | #DIV/0! |  | 73 | #DIV/0! | #DIV/0! | #DIV/0! | #DIV/0! | #DIV/0! | #DIV/0! |  | 73 | #DIV/0! | #DIV/0! | #DIV/0! | #DIV/0! | #DIV/0! | #DIV/0! |  | 73 | #DIV/0! | #DIV/0! | #DIV/0! | #DIV/0! | #DIV/0! | #DIV/0! |  | 73 | #DIV/0! | #DIV/0! | #DIV/0! | #DIV/0! | #DIV/0! | #DIV/0! |  | 73 | #DIV/0! | #DIV/0! | #DIV/0! | #DIV/0! | #DIV/0! | #DIV/0! |  | 73 | #DIV/0! | #DIV/0! | #DIV/0! | #DIV/0! | #DIV/0! | #DIV/0! |  | 73 | #DIV/0! | #DIV/0! | #DIV/0! | #DIV/0! | #DIV/0! | #DIV/0! |  | 73 | #DIV/0! | #DIV/0! | #DIV/0! | #DIV/0! | #DIV/0! | #DIV/0! |  | 73 | #DIV/0! | #DIV/0! | #DIV/0! | #DIV/0! | #DIV/0! | #DIV/0! |  | 73 | #DIV/0! | #DIV/0! | #DIV/0! | #DIV/0! | #DIV/0! | #DIV/0!
[5 empty] | Electrical energy of HP for DHW winter |  | Q_el_winter |  |  | kWh/a |  | kWh/a |  |  |  | kWh/a |  | kWh/a | [8 empty] | 2 | 42.635 | #DIV/0! | #DIV/0! | #DIV/0! | #DIV/0! | #DIV/0! | 0 | #DIV/0! | #DIV/0! | #DIV/0! | #DIV/0! | 334.65 | #DIV/0! | #DIV/0! | [13 empty] | 74 | #DIV/0! | #DIV/0! | #DIV/0! | #DIV/0! | #DIV/0! | #DIV/0! |  | 74 | #DIV/0! | #DIV/0! | #DIV/0! | #DIV/0! | #DIV/0! | #DIV/0! |  | 74 | #DIV/0! | #DIV/0! | #DIV/0! | #DIV/0! | #DIV/0! | #DIV/0! |  | 74 | #DIV/0! | #DIV/0! | #DIV/0! | #DIV/0! | #DIV/0! | #DIV/0! |  | 74 | #DIV/0! | #DIV/0! | #DIV/0! | #DIV/0! | #DIV/0! | #DIV/0! |  | 74 | #DIV/0! | #DIV/0! | #DIV/0! | #DIV/0! | #DIV/0! | #DIV/0! |  | 74 | #DIV/0! | #DIV/0! | #DIV/0! | #DIV/0! | #DIV/0! | #DIV/0! |  | 74 | #DIV/0! | #DIV/0! | #DIV/0! | #DIV/0! | #DIV/0! | #DIV/0! |  | 74 | #DIV/0! | #DIV/0! | #DIV/0! | #DIV/0! | #DIV/0! | #DIV/0! |  | 74 | #DIV/0! | #DIV/0! | #DIV/0! | #DIV/0! | #DIV/0! | #DIV/0! |  | 74 | #DIV/0! | #DIV/0! | #DIV/0! | #DIV/0! | #DIV/0! | #DIV/0! |  | 74 | #DIV/0! | #DIV/0! | #DIV/0! | #DIV/0! | #DIV/0! | #DIV/0! |  | 74 | #DIV/0! | #DIV/0! | #DIV/0! | #DIV/0! | #DIV/0! | #DIV/0! |  | 74 | #DIV/0! | #DIV/0! | #DIV/0! | #DIV/0! | #DIV/0! | #DIV/0!
[5 empty] | Electrical energy of HP for DHW summer |  | Q_el_summer |  |  | kWh/a |  | kWh/a |  |  |  | kWh/a |  | kWh/a | [8 empty] | 3 | 85.27 | #DIV/0! | #DIV/0! | #DIV/0! | #DIV/0! | #DIV/0! | 0 | #DIV/0! | #DIV/0! | #DIV/0! | #DIV/0! | 334.65 | #DIV/0! | #DIV/0! | [13 empty] | 75 | #DIV/0! | #DIV/0! | #DIV/0! | #DIV/0! | #DIV/0! | #DIV/0! |  | 75 | #DIV/0! | #DIV/0! | #DIV/0! | #DIV/0! | #DIV/0! | #DIV/0! |  | 75 | #DIV/0! | #DIV/0! | #DIV/0! | #DIV/0! | #DIV/0! | #DIV/0! |  | 75 | #DIV/0! | #DIV/0! | #DIV/0! | #DIV/0! | #DIV/0! | #DIV/0! |  | 75 | #DIV/0! | #DIV/0! | #DIV/0! | #DIV/0! | #DIV/0! | #DIV/0! |  | 75 | #DIV/0! | #DIV/0! | #DIV/0! | #DIV/0! | #DIV/0! | #DIV/0! |  | 75 | #DIV/0! | #DIV/0! | #DIV/0! | #DIV/0! | #DIV/0! | #DIV/0! |  | 75 | #DIV/0! | #DIV/0! | #DIV/0! | #DIV/0! | #DIV/0! | #DIV/0! |  | 75 | #DIV/0! | #DIV/0! | #DIV/0! | #DIV/0! | #DIV/0! | #DIV/0! |  | 75 | #DIV/0! | #DIV/0! | #DIV/0! | #DIV/0! | #DIV/0! | #DIV/0! |  | 75 | #DIV/0! | #DIV/0! | #DIV/0! | #DIV/0! | #DIV/0! | #DIV/0! |  | 75 | #DIV/0! | #DIV/0! | #DIV/0! | #DIV/0! | #DIV/0! | #DIV/0! |  | 75 | #DIV/0! | #DIV/0! | #DIV/0! | #DIV/0! | #DIV/0! | #DIV/0! |  | 75 | #DIV/0! | #DIV/0! | #DIV/0! | #DIV/0! | #DIV/0! | #DIV/0!
[5 empty] | Electrical consumption of hp |  | QelHP,DHW |  |  | kWh/a |  | kWh/a |  |  |  | kWh/a |  | kWh/a | [8 empty] | 4 | 127.905 | #DIV/0! | #DIV/0! | #DIV/0! | #DIV/0! | #DIV/0! | 0 | #DIV/0! | #DIV/0! | #DIV/0! | #DIV/0! | 334.65 | #DIV/0! | #DIV/0! | [13 empty] | 76 | #DIV/0! | #DIV/0! | #DIV/0! | #DIV/0! | #DIV/0! | #DIV/0! |  | 76 | #DIV/0! | #DIV/0! | #DIV/0! | #DIV/0! | #DIV/0! | #DIV/0! |  | 76 | #DIV/0! | #DIV/0! | #DIV/0! | #DIV/0! | #DIV/0! | #DIV/0! |  | 76 | #DIV/0! | #DIV/0! | #DIV/0! | #DIV/0! | #DIV/0! | #DIV/0! |  | 76 | #DIV/0! | #DIV/0! | #DIV/0! | #DIV/0! | #DIV/0! | #DIV/0! |  | 76 | #DIV/0! | #DIV/0! | #DIV/0! | #DIV/0! | #DIV/0! | #DIV/0! |  | 76 | #DIV/0! | #DIV/0! | #DIV/0! | #DIV/0! | #DIV/0! | #DIV/0! |  | 76 | #DIV/0! | #DIV/0! | #DIV/0! | #DIV/0! | #DIV/0! | #DIV/0! |  | 76 | #DIV/0! | #DIV/0! | #DIV/0! | #DIV/0! | #DIV/0! | #DIV/0! |  | 76 | #DIV/0! | #DIV/0! | #DIV/0! | #DIV/0! | #DIV/0! | #DIV/0! |  | 76 | #DIV/0! | #DIV/0! | #DIV/0! | #DIV/0! | #DIV/0! | #DIV/0! |  | 76 | #DIV/0! | #DIV/0! | #DIV/0! | #DIV/0! | #DIV/0! | #DIV/0! |  | 76 | #DIV/0! | #DIV/0! | #DIV/0! | #DIV/0! | #DIV/0! | #DIV/0! |  | 76 | #DIV/0! | #DIV/0! | #DIV/0! | #DIV/0! | #DIV/0! | #DIV/0!
[27 empty] | 5 | 170.54 | #DIV/0! | #DIV/0! | #DIV/0! | #DIV/0! | #DIV/0! | 0 | #DIV/0! | #DIV/0! | #DIV/0! | #DIV/0! | 334.65 | 1 | #DIV/0! | [13 empty] | 77 | #DIV/0! | #DIV/0! | #DIV/0! | #DIV/0! | #DIV/0! | #DIV/0! |  | 77 | #DIV/0! | #DIV/0! | #DIV/0! | #DIV/0! | #DIV/0! | #DIV/0! |  | 77 | #DIV/0! | #DIV/0! | #DIV/0! | #DIV/0! | #DIV/0! | #DIV/0! |  | 77 | #DIV/0! | #DIV/0! | #DIV/0! | #DIV/0! | #DIV/0! | #DIV/0! |  | 77 | #DIV/0! | #DIV/0! | #DIV/0! | #DIV/0! | #DIV/0! | #DIV/0! |  | 77 | #DIV/0! | #DIV/0! | #DIV/0! | #DIV/0! | #DIV/0! | #DIV/0! |  | 77 | #DIV/0! | #DIV/0! | #DIV/0! | #DIV/0! | #DIV/0! | #DIV/0! |  | 77 | #DIV/0! | #DIV/0! | #DIV/0! | #DIV/0! | #DIV/0! | #DIV/0! |  | 77 | #DIV/0! | #DIV/0! | #DIV/0! | #DIV/0! | #DIV/0! | #DIV/0! |  | 77 | #DIV/0! | #DIV/0! | #DIV/0! | #DIV/0! | #DIV/0! | #DIV/0! |  | 77 | #DIV/0! | #DIV/0! | #DIV/0! | #DIV/0! | #DIV/0! | #DIV/0! |  | 77 | #DIV/0! | #DIV/0! | #DIV/0! | #DIV/0! | #DIV/0! | #DIV/0! |  | 77 | #DIV/0! | #DIV/0! | #DIV/0! | #DIV/0! | #DIV/0! | #DIV/0! |  | 77 | #DIV/0! | #DIV/0! | #DIV/0! | #DIV/0! | #DIV/0! | #DIV/0!
|  |  |  | Heating & DHW | Energy Supplied by Direct Electricity |  | QE,dir |  | 0 | kWh/a | 0 | kWh/a |  |  | 0 | kWh/a | 0 | kWh/a | [36 empty] | 78 | #DIV/0! | #DIV/0! | #DIV/0! | #DIV/0! | #DIV/0! | #DIV/0! |  | 78 | #DIV/0! | #DIV/0! | #DIV/0! | #DIV/0! | #DIV/0! | #DIV/0! |  | 78 | #DIV/0! | #DIV/0! | #DIV/0! | #DIV/0! | #DIV/0! | #DIV/0! |  | 78 | #DIV/0! | #DIV/0! | #DIV/0! | #DIV/0! | #DIV/0! | #DIV/0! |  | 78 | #DIV/0! | #DIV/0! | #DIV/0! | #DIV/0! | #DIV/0! | #DIV/0! |  | 78 | #DIV/0! | #DIV/0! | #DIV/0! | #DIV/0! | #DIV/0! | #DIV/0! |  | 78 | #DIV/0! | #DIV/0! | #DIV/0! | #DIV/0! | #DIV/0! | #DIV/0! |  | 78 | #DIV/0! | #DIV/0! | #DIV/0! | #DIV/0! | #DIV/0! | #DIV/0! |  | 78 | #DIV/0! | #DIV/0! | #DIV/0! | #DIV/0! | #DIV/0! | #DIV/0! |  | 78 | #DIV/0! | #DIV/0! | #DIV/0! | #DIV/0! | #DIV/0! | #DIV/0! |  | 78 | #DIV/0! | #DIV/0! | #DIV/0! | #DIV/0! | #DIV/0! | #DIV/0! |  | 78 | #DIV/0! | #DIV/0! | #DIV/0! | #DIV/0! | #DIV/0! | #DIV/0! |  | 78 | #DIV/0! | #DIV/0! | #DIV/0! | #DIV/0! | #DIV/0! | #DIV/0! |  | 78 | #DIV/0! | #DIV/0! | #DIV/0! | #DIV/0! | #DIV/0! | #DIV/0!
[5 empty] | Space Heat Supplied by HP |  | QHP,Heating |  | 0 | kWh/a | 0 | kWh/a |  |  | 0 | kWh/a | 0 | kWh/a | [9 empty] | Total: | [6 empty] | #DIV/0! |  | #DIV/0! |  |  |  |  | #DIV/0! | #DIV/0! | [11 empty] | 79 | #DIV/0! | #DIV/0! | #DIV/0! | #DIV/0! | #DIV/0! | #DIV/0! |  | 79 | #DIV/0! | #DIV/0! | #DIV/0! | #DIV/0! | #DIV/0! | #DIV/0! |  | 79 | #DIV/0! | #DIV/0! | #DIV/0! | #DIV/0! | #DIV/0! | #DIV/0! |  | 79 | #DIV/0! | #DIV/0! | #DIV/0! | #DIV/0! | #DIV/0! | #DIV/0! |  | 79 | #DIV/0! | #DIV/0! | #DIV/0! | #DIV/0! | #DIV/0! | #DIV/0! |  | 79 | #DIV/0! | #DIV/0! | #DIV/0! | #DIV/0! | #DIV/0! | #DIV/0! |  | 79 | #DIV/0! | #DIV/0! | #DIV/0! | #DIV/0! | #DIV/0! | #DIV/0! |  | 79 | #DIV/0! | #DIV/0! | #DIV/0! | #DIV/0! | #DIV/0! | #DIV/0! |  | 79 | #DIV/0! | #DIV/0! | #DIV/0! | #DIV/0! | #DIV/0! | #DIV/0! |  | 79 | #DIV/0! | #DIV/0! | #DIV/0! | #DIV/0! | #DIV/0! | #DIV/0! |  | 79 | #DIV/0! | #DIV/0! | #DIV/0! | #DIV/0! | #DIV/0! | #DIV/0! |  | 79 | #DIV/0! | #DIV/0! | #DIV/0! | #DIV/0! | #DIV/0! | #DIV/0! |  | 79 | #DIV/0! | #DIV/0! | #DIV/0! | #DIV/0! | #DIV/0! | #DIV/0! |  | 79 | #DIV/0! | #DIV/0! | #DIV/0! | #DIV/0! | #DIV/0! | #DIV/0!
[5 empty] | Space Heat Supplied by HP without losses |  | QHP,Heating |  | 0 | kWh/a | 0 | kWh/a |  |  | 0 | kWh/a | 0 | kWh/a | [36 empty] | 80 | #DIV/0! | #DIV/0! | #DIV/0! | #DIV/0! | #DIV/0! | #DIV/0! |  | 80 | #DIV/0! | #DIV/0! | #DIV/0! | #DIV/0! | #DIV/0! | #DIV/0! |  | 80 | #DIV/0! | #DIV/0! | #DIV/0! | #DIV/0! | #DIV/0! | #DIV/0! |  | 80 | #DIV/0! | #DIV/0! | #DIV/0! | #DIV/0! | #DIV/0! | #DIV/0! |  | 80 | #DIV/0! | #DIV/0! | #DIV/0! | #DIV/0! | #DIV/0! | #DIV/0! |  | 80 | #DIV/0! | #DIV/0! | #DIV/0! | #DIV/0! | #DIV/0! | #DIV/0! |  | 80 | #DIV/0! | #DIV/0! | #DIV/0! | #DIV/0! | #DIV/0! | #DIV/0! |  | 80 | #DIV/0! | #DIV/0! | #DIV/0! | #DIV/0! | #DIV/0! | #DIV/0! |  | 80 | #DIV/0! | #DIV/0! | #DIV/0! | #DIV/0! | #DIV/0! | #DIV/0! |  | 80 | #DIV/0! | #DIV/0! | #DIV/0! | #DIV/0! | #DIV/0! | #DIV/0! |  | 80 | #DIV/0! | #DIV/0! | #DIV/0! | #DIV/0! | #DIV/0! | #DIV/0! |  | 80 | #DIV/0! | #DIV/0! | #DIV/0! | #DIV/0! | #DIV/0! | #DIV/0! |  | 80 | #DIV/0! | #DIV/0! | #DIV/0! | #DIV/0! | #DIV/0! | #DIV/0! |  | 80 | #DIV/0! | #DIV/0! | #DIV/0! | #DIV/0! | #DIV/0! | #DIV/0!
[5 empty] | Electrical consumption heating of hp |  | Q_el |  |  | kWh/a |  | kWh/a |  |  |  | kWh/a |  | kWh/a | [36 empty] | 81 | #DIV/0! | #DIV/0! | #DIV/0! | #DIV/0! | #DIV/0! | #DIV/0! |  | 81 | #DIV/0! | #DIV/0! | #DIV/0! | #DIV/0! | #DIV/0! | #DIV/0! |  | 81 | #DIV/0! | #DIV/0! | #DIV/0! | #DIV/0! | #DIV/0! | #DIV/0! |  | 81 | #DIV/0! | #DIV/0! | #DIV/0! | #DIV/0! | #DIV/0! | #DIV/0! |  | 81 | #DIV/0! | #DIV/0! | #DIV/0! | #DIV/0! | #DIV/0! | #DIV/0! |  | 81 | #DIV/0! | #DIV/0! | #DIV/0! | #DIV/0! | #DIV/0! | #DIV/0! |  | 81 | #DIV/0! | #DIV/0! | #DIV/0! | #DIV/0! | #DIV/0! | #DIV/0! |  | 81 | #DIV/0! | #DIV/0! | #DIV/0! | #DIV/0! | #DIV/0! | #DIV/0! |  | 81 | #DIV/0! | #DIV/0! | #DIV/0! | #DIV/0! | #DIV/0! | #DIV/0! |  | 81 | #DIV/0! | #DIV/0! | #DIV/0! | #DIV/0! | #DIV/0! | #DIV/0! |  | 81 | #DIV/0! | #DIV/0! | #DIV/0! | #DIV/0! | #DIV/0! | #DIV/0! |  | 81 | #DIV/0! | #DIV/0! | #DIV/0! | #DIV/0! | #DIV/0! | #DIV/0! |  | 81 | #DIV/0! | #DIV/0! | #DIV/0! | #DIV/0! | #DIV/0! | #DIV/0! |  | 81 | #DIV/0! | #DIV/0! | #DIV/0! | #DIV/0! | #DIV/0! | #DIV/0!
[5 empty] | Electrical consumption of hp |  | QelHP |  |  | kWh/a |  | kWh/a |  |  |  | kWh/a |  | kWh/a | [9 empty] | HEATING & DHW GHX VERTICAL OR HORIZONTAL | [26 empty] | 82 | #DIV/0! | #DIV/0! | #DIV/0! | #DIV/0! | #DIV/0! | #DIV/0! |  | 82 | #DIV/0! | #DIV/0! | #DIV/0! | #DIV/0! | #DIV/0! | #DIV/0! |  | 82 | #DIV/0! | #DIV/0! | #DIV/0! | #DIV/0! | #DIV/0! | #DIV/0! |  | 82 | #DIV/0! | #DIV/0! | #DIV/0! | #DIV/0! | #DIV/0! | #DIV/0! |  | 82 | #DIV/0! | #DIV/0! | #DIV/0! | #DIV/0! | #DIV/0! | #DIV/0! |  | 82 | #DIV/0! | #DIV/0! | #DIV/0! | #DIV/0! | #DIV/0! | #DIV/0! |  | 82 | #DIV/0! | #DIV/0! | #DIV/0! | #DIV/0! | #DIV/0! | #DIV/0! |  | 82 | #DIV/0! | #DIV/0! | #DIV/0! | #DIV/0! | #DIV/0! | #DIV/0! |  | 82 | #DIV/0! | #DIV/0! | #DIV/0! | #DIV/0! | #DIV/0! | #DIV/0! |  | 82 | #DIV/0! | #DIV/0! | #DIV/0! | #DIV/0! | #DIV/0! | #DIV/0! |  | 82 | #DIV/0! | #DIV/0! | #DIV/0! | #DIV/0! | #DIV/0! | #DIV/0! |  | 82 | #DIV/0! | #DIV/0! | #DIV/0! | #DIV/0! | #DIV/0! | #DIV/0! |  | 82 | #DIV/0! | #DIV/0! | #DIV/0! | #DIV/0! | #DIV/0! | #DIV/0! |  | 82 | #DIV/0! | #DIV/0! | #DIV/0! | #DIV/0! | #DIV/0! | #DIV/0!
[32 empty] | Groud Temp. | [6 empty] | ideal | [15 empty] | 83 | #DIV/0! | #DIV/0! | #DIV/0! | #DIV/0! | #DIV/0! | #DIV/0! |  | 83 | #DIV/0! | #DIV/0! | #DIV/0! | #DIV/0! | #DIV/0! | #DIV/0! |  | 83 | #DIV/0! | #DIV/0! | #DIV/0! | #DIV/0! | #DIV/0! | #DIV/0! |  | 83 | #DIV/0! | #DIV/0! | #DIV/0! | #DIV/0! | #DIV/0! | #DIV/0! |  | 83 | #DIV/0! | #DIV/0! | #DIV/0! | #DIV/0! | #DIV/0! | #DIV/0! |  | 83 | #DIV/0! | #DIV/0! | #DIV/0! | #DIV/0! | #DIV/0! | #DIV/0! |  | 83 | #DIV/0! | #DIV/0! | #DIV/0! | #DIV/0! | #DIV/0! | #DIV/0! |  | 83 | #DIV/0! | #DIV/0! | #DIV/0! | #DIV/0! | #DIV/0! | #DIV/0! |  | 83 | #DIV/0! | #DIV/0! | #DIV/0! | #DIV/0! | #DIV/0! | #DIV/0! |  | 83 | #DIV/0! | #DIV/0! | #DIV/0! | #DIV/0! | #DIV/0! | #DIV/0! |  | 83 | #DIV/0! | #DIV/0! | #DIV/0! | #DIV/0! | #DIV/0! | #DIV/0! |  | 83 | #DIV/0! | #DIV/0! | #DIV/0! | #DIV/0! | #DIV/0! | #DIV/0! |  | 83 | #DIV/0! | #DIV/0! | #DIV/0! | #DIV/0! | #DIV/0! | #DIV/0! |  | 83 | #DIV/0! | #DIV/0! | #DIV/0! | #DIV/0! | #DIV/0! | #DIV/0!
[28 empty] | time bins | t_bins with t_leist | t_bin hour | Pbin | θ_soil | θ_src_bin | P_dir_el_bin | Q_dir_el_bin | Q_bin | Q_heating_bin | θ_src_COP | Phouse_m | θ_m+Δθ/2 | θ_snk_COP | COP | P_stor_o | Q_stor_o | Q_el_h | Q_el_st | [8 empty] | 84 | #DIV/0! | #DIV/0! | #DIV/0! | #DIV/0! | #DIV/0! | #DIV/0! |  | 84 | #DIV/0! | #DIV/0! | #DIV/0! | #DIV/0! | #DIV/0! | #DIV/0! |  | 84 | #DIV/0! | #DIV/0! | #DIV/0! | #DIV/0! | #DIV/0! | #DIV/0! |  | 84 | #DIV/0! | #DIV/0! | #DIV/0! | #DIV/0! | #DIV/0! | #DIV/0! |  | 84 | #DIV/0! | #DIV/0! | #DIV/0! | #DIV/0! | #DIV/0! | #DIV/0! |  | 84 | #DIV/0! | #DIV/0! | #DIV/0! | #DIV/0! | #DIV/0! | #DIV/0! |  | 84 | #DIV/0! | #DIV/0! | #DIV/0! | #DIV/0! | #DIV/0! | #DIV/0! |  | 84 | #DIV/0! | #DIV/0! | #DIV/0! | #DIV/0! | #DIV/0! | #DIV/0! |  | 84 | #DIV/0! | #DIV/0! | #DIV/0! | #DIV/0! | #DIV/0! | #DIV/0! |  | 84 | #DIV/0! | #DIV/0! | #DIV/0! | #DIV/0! | #DIV/0! | #DIV/0! |  | 84 | #DIV/0! | #DIV/0! | #DIV/0! | #DIV/0! | #DIV/0! | #DIV/0! |  | 84 | #DIV/0! | #DIV/0! | #DIV/0! | #DIV/0! | #DIV/0! | #DIV/0! |  | 84 | #DIV/0! | #DIV/0! | #DIV/0! | #DIV/0! | #DIV/0! | #DIV/0! |  | 84 | #DIV/0! | #DIV/0! | #DIV/0! | #DIV/0! | #DIV/0! | #DIV/0!
[28 empty] | days | days | hours | kW |  | °C | kW | kWh | kWh | kWh | K | kW | °C | K |  | kW | kWh | kWh | kWh | [8 empty] | 85 | #DIV/0! | #DIV/0! | #DIV/0! | #DIV/0! | #DIV/0! | #DIV/0! |  | 85 | #DIV/0! | #DIV/0! | #DIV/0! | #DIV/0! | #DIV/0! | #DIV/0! |  | 85 | #DIV/0! | #DIV/0! | #DIV/0! | #DIV/0! | #DIV/0! | #DIV/0! |  | 85 | #DIV/0! | #DIV/0! | #DIV/0! | #DIV/0! | #DIV/0! | #DIV/0! |  | 85 | #DIV/0! | #DIV/0! | #DIV/0! | #DIV/0! | #DIV/0! | #DIV/0! |  | 85 | #DIV/0! | #DIV/0! | #DIV/0! | #DIV/0! | #DIV/0! | #DIV/0! |  | 85 | #DIV/0! | #DIV/0! | #DIV/0! | #DIV/0! | #DIV/0! | #DIV/0! |  | 85 | #DIV/0! | #DIV/0! | #DIV/0! | #DIV/0! | #DIV/0! | #DIV/0! |  | 85 | #DIV/0! | #DIV/0! | #DIV/0! | #DIV/0! | #DIV/0! | #DIV/0! |  | 85 | #DIV/0! | #DIV/0! | #DIV/0! | #DIV/0! | #DIV/0! | #DIV/0! |  | 85 | #DIV/0! | #DIV/0! | #DIV/0! | #DIV/0! | #DIV/0! | #DIV/0! |  | 85 | #DIV/0! | #DIV/0! | #DIV/0! | #DIV/0! | #DIV/0! | #DIV/0! |  | 85 | #DIV/0! | #DIV/0! | #DIV/0! | #DIV/0! | #DIV/0! | #DIV/0! |  | 85 | #DIV/0! | #DIV/0! | #DIV/0! | #DIV/0! | #DIV/0! | #DIV/0!
[27 empty] | 1 | 0 | 0 | 0 | #DIV/0! |  |  | #VALUE! | [20 empty] | 86 | #DIV/0! | #DIV/0! | #DIV/0! | #DIV/0! | #DIV/0! | #DIV/0! |  | 86 | #DIV/0! | #DIV/0! | #DIV/0! | #DIV/0! | #DIV/0! | #DIV/0! |  | 86 | #DIV/0! | #DIV/0! | #DIV/0! | #DIV/0! | #DIV/0! | #DIV/0! |  | 86 | #DIV/0! | #DIV/0! | #DIV/0! | #DIV/0! | #DIV/0! | #DIV/0! |  | 86 | #DIV/0! | #DIV/0! | #DIV/0! | #DIV/0! | #DIV/0! | #DIV/0! |  | 86 | #DIV/0! | #DIV/0! | #DIV/0! | #DIV/0! | #DIV/0! | #DIV/0! |  | 86 | #DIV/0! | #DIV/0! | #DIV/0! | #DIV/0! | #DIV/0! | #DIV/0! |  | 86 | #DIV/0! | #DIV/0! | #DIV/0! | #DIV/0! | #DIV/0! | #DIV/0! |  | 86 | #DIV/0! | #DIV/0! | #DIV/0! | #DIV/0! | #DIV/0! | #DIV/0! |  | 86 | #DIV/0! | #DIV/0! | #DIV/0! | #DIV/0! | #DIV/0! | #DIV/0! |  | 86 | #DIV/0! | #DIV/0! | #DIV/0! | #DIV/0! | #DIV/0! | #DIV/0! |  | 86 | #DIV/0! | #DIV/0! | #DIV/0! | #DIV/0! | #DIV/0! | #DIV/0! |  | 86 | #DIV/0! | #DIV/0! | #DIV/0! | #DIV/0! | #DIV/0! | #DIV/0! |  | 86 | #DIV/0! | #DIV/0! | #DIV/0! | #DIV/0! | #DIV/0! | #DIV/0!
[27 empty] | 2 | #VALUE! | #DIV/0! | #DIV/0! | #DIV/0! | #DIV/0! | #DIV/0! | #VALUE! | #VALUE! | #DIV/0! | #DIV/0! | #DIV/0! | #DIV/0! | #DIV/0! | 334.65 | #DIV/0! | 0 | #DIV/0! | #DIV/0! | #DIV/0! | [8 empty] | 87 | #DIV/0! | #DIV/0! | #DIV/0! | #DIV/0! | #DIV/0! | #DIV/0! |  | 87 | #DIV/0! | #DIV/0! | #DIV/0! | #DIV/0! | #DIV/0! | #DIV/0! |  | 87 | #DIV/0! | #DIV/0! | #DIV/0! | #DIV/0! | #DIV/0! | #DIV/0! |  | 87 | #DIV/0! | #DIV/0! | #DIV/0! | #DIV/0! | #DIV/0! | #DIV/0! |  | 87 | #DIV/0! | #DIV/0! | #DIV/0! | #DIV/0! | #DIV/0! | #DIV/0! |  | 87 | #DIV/0! | #DIV/0! | #DIV/0! | #DIV/0! | #DIV/0! | #DIV/0! |  | 87 | #DIV/0! | #DIV/0! | #DIV/0! | #DIV/0! | #DIV/0! | #DIV/0! |  | 87 | #DIV/0! | #DIV/0! | #DIV/0! | #DIV/0! | #DIV/0! | #DIV/0! |  | 87 | #DIV/0! | #DIV/0! | #DIV/0! | #DIV/0! | #DIV/0! | #DIV/0! |  | 87 | #DIV/0! | #DIV/0! | #DIV/0! | #DIV/0! | #DIV/0! | #DIV/0! |  | 87 | #DIV/0! | #DIV/0! | #DIV/0! | #DIV/0! | #DIV/0! | #DIV/0! |  | 87 | #DIV/0! | #DIV/0! | #DIV/0! | #DIV/0! | #DIV/0! | #DIV/0! |  | 87 | #DIV/0! | #DIV/0! | #DIV/0! | #DIV/0! | #DIV/0! | #DIV/0! |  | 87 | #DIV/0! | #DIV/0! | #DIV/0! | #DIV/0! | #DIV/0! | #DIV/0!
[27 empty] | 3 | #VALUE! | #DIV/0! | #DIV/0! | #DIV/0! | #DIV/0! | #DIV/0! | #VALUE! | #VALUE! | #DIV/0! | #DIV/0! | #DIV/0! | #DIV/0! | #DIV/0! | 334.65 | #DIV/0! | 0 | #DIV/0! | #DIV/0! | #DIV/0! | [8 empty] | 88 | #DIV/0! | #DIV/0! | #DIV/0! | #DIV/0! | #DIV/0! | #DIV/0! |  | 88 | #DIV/0! | #DIV/0! | #DIV/0! | #DIV/0! | #DIV/0! | #DIV/0! |  | 88 | #DIV/0! | #DIV/0! | #DIV/0! | #DIV/0! | #DIV/0! | #DIV/0! |  | 88 | #DIV/0! | #DIV/0! | #DIV/0! | #DIV/0! | #DIV/0! | #DIV/0! |  | 88 | #DIV/0! | #DIV/0! | #DIV/0! | #DIV/0! | #DIV/0! | #DIV/0! |  | 88 | #DIV/0! | #DIV/0! | #DIV/0! | #DIV/0! | #DIV/0! | #DIV/0! |  | 88 | #DIV/0! | #DIV/0! | #DIV/0! | #DIV/0! | #DIV/0! | #DIV/0! |  | 88 | #DIV/0! | #DIV/0! | #DIV/0! | #DIV/0! | #DIV/0! | #DIV/0! |  | 88 | #DIV/0! | #DIV/0! | #DIV/0! | #DIV/0! | #DIV/0! | #DIV/0! |  | 88 | #DIV/0! | #DIV/0! | #DIV/0! | #DIV/0! | #DIV/0! | #DIV/0! |  | 88 | #DIV/0! | #DIV/0! | #DIV/0! | #DIV/0! | #DIV/0! | #DIV/0! |  | 88 | #DIV/0! | #DIV/0! | #DIV/0! | #DIV/0! | #DIV/0! | #DIV/0! |  | 88 | #DIV/0! | #DIV/0! | #DIV/0! | #DIV/0! | #DIV/0! | #DIV/0! |  | 88 | #DIV/0! | #DIV/0! | #DIV/0! | #DIV/0! | #DIV/0! | #DIV/0!
[27 empty] | 4 | #VALUE! | #DIV/0! | #DIV/0! | #DIV/0! | #DIV/0! | #DIV/0! | #VALUE! | #VALUE! | #DIV/0! | #DIV/0! | #DIV/0! | #DIV/0! | #DIV/0! | 334.65 | #DIV/0! | 0 | #DIV/0! | #DIV/0! | #DIV/0! | [8 empty] | 89 | #DIV/0! | #DIV/0! | #DIV/0! | #DIV/0! | #DIV/0! | #DIV/0! |  | 89 | #DIV/0! | #DIV/0! | #DIV/0! | #DIV/0! | #DIV/0! | #DIV/0! |  | 89 | #DIV/0! | #DIV/0! | #DIV/0! | #DIV/0! | #DIV/0! | #DIV/0! |  | 89 | #DIV/0! | #DIV/0! | #DIV/0! | #DIV/0! | #DIV/0! | #DIV/0! |  | 89 | #DIV/0! | #DIV/0! | #DIV/0! | #DIV/0! | #DIV/0! | #DIV/0! |  | 89 | #DIV/0! | #DIV/0! | #DIV/0! | #DIV/0! | #DIV/0! | #DIV/0! |  | 89 | #DIV/0! | #DIV/0! | #DIV/0! | #DIV/0! | #DIV/0! | #DIV/0! |  | 89 | #DIV/0! | #DIV/0! | #DIV/0! | #DIV/0! | #DIV/0! | #DIV/0! |  | 89 | #DIV/0! | #DIV/0! | #DIV/0! | #DIV/0! | #DIV/0! | #DIV/0! |  | 89 | #DIV/0! | #DIV/0! | #DIV/0! | #DIV/0! | #DIV/0! | #DIV/0! |  | 89 | #DIV/0! | #DIV/0! | #DIV/0! | #DIV/0! | #DIV/0! | #DIV/0! |  | 89 | #DIV/0! | #DIV/0! | #DIV/0! | #DIV/0! | #DIV/0! | #DIV/0! |  | 89 | #DIV/0! | #DIV/0! | #DIV/0! | #DIV/0! | #DIV/0! | #DIV/0! |  | 89 | #DIV/0! | #DIV/0! | #DIV/0! | #DIV/0! | #DIV/0! | #DIV/0!
[27 empty] | 5 | #VALUE! | #DIV/0! | #DIV/0! | #DIV/0! | #DIV/0! | #DIV/0! | #VALUE! | #VALUE! | #DIV/0! | #DIV/0! | #DIV/0! | #DIV/0! | #DIV/0! | 334.65 | 1 | 0 | #DIV/0! | #DIV/0! | #DIV/0! | [8 empty] | 90 | #DIV/0! | #DIV/0! | #DIV/0! | #DIV/0! | #DIV/0! | #DIV/0! |  | 90 | #DIV/0! | #DIV/0! | #DIV/0! | #DIV/0! | #DIV/0! | #DIV/0! |  | 90 | #DIV/0! | #DIV/0! | #DIV/0! | #DIV/0! | #DIV/0! | #DIV/0! |  | 90 | #DIV/0! | #DIV/0! | #DIV/0! | #DIV/0! | #DIV/0! | #DIV/0! |  | 90 | #DIV/0! | #DIV/0! | #DIV/0! | #DIV/0! | #DIV/0! | #DIV/0! |  | 90 | #DIV/0! | #DIV/0! | #DIV/0! | #DIV/0! | #DIV/0! | #DIV/0! |  | 90 | #DIV/0! | #DIV/0! | #DIV/0! | #DIV/0! | #DIV/0! | #DIV/0! |  | 90 | #DIV/0! | #DIV/0! | #DIV/0! | #DIV/0! | #DIV/0! | #DIV/0! |  | 90 | #DIV/0! | #DIV/0! | #DIV/0! | #DIV/0! | #DIV/0! | #DIV/0! |  | 90 | #DIV/0! | #DIV/0! | #DIV/0! | #DIV/0! | #DIV/0! | #DIV/0! |  | 90 | #DIV/0! | #DIV/0! | #DIV/0! | #DIV/0! | #DIV/0! | #DIV/0! |  | 90 | #DIV/0! | #DIV/0! | #DIV/0! | #DIV/0! | #DIV/0! | #DIV/0! |  | 90 | #DIV/0! | #DIV/0! | #DIV/0! | #DIV/0! | #DIV/0! | #DIV/0! |  | 90 | #DIV/0! | #DIV/0! | #DIV/0! | #DIV/0! | #DIV/0! | #DIV/0!
[55 empty] | 91 | #DIV/0! | #DIV/0! | #DIV/0! | #DIV/0! | #DIV/0! | #DIV/0! |  | 91 | #DIV/0! | #DIV/0! | #DIV/0! | #DIV/0! | #DIV/0! | #DIV/0! |  | 91 | #DIV/0! | #DIV/0! | #DIV/0! | #DIV/0! | #DIV/0! | #DIV/0! |  | 91 | #DIV/0! | #DIV/0! | #DIV/0! | #DIV/0! | #DIV/0! | #DIV/0! |  | 91 | #DIV/0! | #DIV/0! | #DIV/0! | #DIV/0! | #DIV/0! | #DIV/0! |  | 91 | #DIV/0! | #DIV/0! | #DIV/0! | #DIV/0! | #DIV/0! | #DIV/0! |  | 91 | #DIV/0! | #DIV/0! | #DIV/0! | #DIV/0! | #DIV/0! | #DIV/0! |  | 91 | #DIV/0! | #DIV/0! | #DIV/0! | #DIV/0! | #DIV/0! | #DIV/0! |  | 91 | #DIV/0! | #DIV/0! | #DIV/0! | #DIV/0! | #DIV/0! | #DIV/0! |  | 91 | #DIV/0! | #DIV/0! | #DIV/0! | #DIV/0! | #DIV/0! | #DIV/0! |  | 91 | #DIV/0! | #DIV/0! | #DIV/0! | #DIV/0! | #DIV/0! | #DIV/0! |  | 91 | #DIV/0! | #DIV/0! | #DIV/0! | #DIV/0! | #DIV/0! | #DIV/0! |  | 91 | #DIV/0! | #DIV/0! | #DIV/0! | #DIV/0! | #DIV/0! | #DIV/0! |  | 91 | #DIV/0! | #DIV/0! | #DIV/0! | #DIV/0! | #DIV/0! | #DIV/0!
[28 empty] | Total: | [6 empty] | #VALUE! |  | #DIV/0! | [6 empty] | #DIV/0! | [10 empty] | 92 | #DIV/0! | #DIV/0! | #DIV/0! | #DIV/0! | #DIV/0! | #DIV/0! |  | 92 | #DIV/0! | #DIV/0! | #DIV/0! | #DIV/0! | #DIV/0! | #DIV/0! |  | 92 | #DIV/0! | #DIV/0! | #DIV/0! | #DIV/0! | #DIV/0! | #DIV/0! |  | 92 | #DIV/0! | #DIV/0! | #DIV/0! | #DIV/0! | #DIV/0! | #DIV/0! |  | 92 | #DIV/0! | #DIV/0! | #DIV/0! | #DIV/0! | #DIV/0! | #DIV/0! |  | 92 | #DIV/0! | #DIV/0! | #DIV/0! | #DIV/0! | #DIV/0! | #DIV/0! |  | 92 | #DIV/0! | #DIV/0! | #DIV/0! | #DIV/0! | #DIV/0! | #DIV/0! |  | 92 | #DIV/0! | #DIV/0! | #DIV/0! | #DIV/0! | #DIV/0! | #DIV/0! |  | 92 | #DIV/0! | #DIV/0! | #DIV/0! | #DIV/0! | #DIV/0! | #DIV/0! |  | 92 | #DIV/0! | #DIV/0! | #DIV/0! | #DIV/0! | #DIV/0! | #DIV/0! |  | 92 | #DIV/0! | #DIV/0! | #DIV/0! | #DIV/0! | #DIV/0! | #DIV/0! |  | 92 | #DIV/0! | #DIV/0! | #DIV/0! | #DIV/0! | #DIV/0! | #DIV/0! |  | 92 | #DIV/0! | #DIV/0! | #DIV/0! | #DIV/0! | #DIV/0! | #DIV/0! |  | 92 | #DIV/0! | #DIV/0! | #DIV/0! | #DIV/0! | #DIV/0! | #DIV/0!
[55 empty] | 93 | #DIV/0! | #DIV/0! | #DIV/0! | #DIV/0! | #DIV/0! | #DIV/0! |  | 93 | #DIV/0! | #DIV/0! | #DIV/0! | #DIV/0! | #DIV/0! | #DIV/0! |  | 93 | #DIV/0! | #DIV/0! | #DIV/0! | #DIV/0! | #DIV/0! | #DIV/0! |  | 93 | #DIV/0! | #DIV/0! | #DIV/0! | #DIV/0! | #DIV/0! | #DIV/0! |  | 93 | #DIV/0! | #DIV/0! | #DIV/0! | #DIV/0! | #DIV/0! | #DIV/0! |  | 93 | #DIV/0! | #DIV/0! | #DIV/0! | #DIV/0! | #DIV/0! | #DIV/0! |  | 93 | #DIV/0! | #DIV/0! | #DIV/0! | #DIV/0! | #DIV/0! | #DIV/0! |  | 93 | #DIV/0! | #DIV/0! | #DIV/0! | #DIV/0! | #DIV/0! | #DIV/0! |  | 93 | #DIV/0! | #DIV/0! | #DIV/0! | #DIV/0! | #DIV/0! | #DIV/0! |  | 93 | #DIV/0! | #DIV/0! | #DIV/0! | #DIV/0! | #DIV/0! | #DIV/0! |  | 93 | #DIV/0! | #DIV/0! | #DIV/0! | #DIV/0! | #DIV/0! | #DIV/0! |  | 93 | #DIV/0! | #DIV/0! | #DIV/0! | #DIV/0! | #DIV/0! | #DIV/0! |  | 93 | #DIV/0! | #DIV/0! | #DIV/0! | #DIV/0! | #DIV/0! | #DIV/0! |  | 93 | #DIV/0! | #DIV/0! | #DIV/0! | #DIV/0! | #DIV/0! | #DIV/0!
[55 empty] | 94 | #DIV/0! | #DIV/0! | #DIV/0! | #DIV/0! | #DIV/0! | #DIV/0! |  | 94 | #DIV/0! | #DIV/0! | #DIV/0! | #DIV/0! | #DIV/0! | #DIV/0! |  | 94 | #DIV/0! | #DIV/0! | #DIV/0! | #DIV/0! | #DIV/0! | #DIV/0! |  | 94 | #DIV/0! | #DIV/0! | #DIV/0! | #DIV/0! | #DIV/0! | #DIV/0! |  | 94 | #DIV/0! | #DIV/0! | #DIV/0! | #DIV/0! | #DIV/0! | #DIV/0! |  | 94 | #DIV/0! | #DIV/0! | #DIV/0! | #DIV/0! | #DIV/0! | #DIV/0! |  | 94 | #DIV/0! | #DIV/0! | #DIV/0! | #DIV/0! | #DIV/0! | #DIV/0! |  | 94 | #DIV/0! | #DIV/0! | #DIV/0! | #DIV/0! | #DIV/0! | #DIV/0! |  | 94 | #DIV/0! | #DIV/0! | #DIV/0! | #DIV/0! | #DIV/0! | #DIV/0! |  | 94 | #DIV/0! | #DIV/0! | #DIV/0! | #DIV/0! | #DIV/0! | #DIV/0! |  | 94 | #DIV/0! | #DIV/0! | #DIV/0! | #DIV/0! | #DIV/0! | #DIV/0! |  | 94 | #DIV/0! | #DIV/0! | #DIV/0! | #DIV/0! | #DIV/0! | #DIV/0! |  | 94 | #DIV/0! | #DIV/0! | #DIV/0! | #DIV/0! | #DIV/0! | #DIV/0! |  | 94 | #DIV/0! | #DIV/0! | #DIV/0! | #DIV/0! | #DIV/0! | #DIV/0!
[55 empty] | 95 | #DIV/0! | #DIV/0! | #DIV/0! | #DIV/0! | #DIV/0! | #DIV/0! |  | 95 | #DIV/0! | #DIV/0! | #DIV/0! | #DIV/0! | #DIV/0! | #DIV/0! |  | 95 | #DIV/0! | #DIV/0! | #DIV/0! | #DIV/0! | #DIV/0! | #DIV/0! |  | 95 | #DIV/0! | #DIV/0! | #DIV/0! | #DIV/0! | #DIV/0! | #DIV/0! |  | 95 | #DIV/0! | #DIV/0! | #DIV/0! | #DIV/0! | #DIV/0! | #DIV/0! |  | 95 | #DIV/0! | #DIV/0! | #DIV/0! | #DIV/0! | #DIV/0! | #DIV/0! |  | 95 | #DIV/0! | #DIV/0! | #DIV/0! | #DIV/0! | #DIV/0! | #DIV/0! |  | 95 | #DIV/0! | #DIV/0! | #DIV/0! | #DIV/0! | #DIV/0! | #DIV/0! |  | 95 | #DIV/0! | #DIV/0! | #DIV/0! | #DIV/0! | #DIV/0! | #DIV/0! |  | 95 | #DIV/0! | #DIV/0! | #DIV/0! | #DIV/0! | #DIV/0! | #DIV/0! |  | 95 | #DIV/0! | #DIV/0! | #DIV/0! | #DIV/0! | #DIV/0! | #DIV/0! |  | 95 | #DIV/0! | #DIV/0! | #DIV/0! | #DIV/0! | #DIV/0! | #DIV/0! |  | 95 | #DIV/0! | #DIV/0! | #DIV/0! | #DIV/0! | #DIV/0! | #DIV/0! |  | 95 | #DIV/0! | #DIV/0! | #DIV/0! | #DIV/0! | #DIV/0! | #DIV/0!
[55 empty] | 96 | #DIV/0! | #DIV/0! | #DIV/0! | #DIV/0! | #DIV/0! | #DIV/0! |  | 96 | #DIV/0! | #DIV/0! | #DIV/0! | #DIV/0! | #DIV/0! | #DIV/0! |  | 96 | #DIV/0! | #DIV/0! | #DIV/0! | #DIV/0! | #DIV/0! | #DIV/0! |  | 96 | #DIV/0! | #DIV/0! | #DIV/0! | #DIV/0! | #DIV/0! | #DIV/0! |  | 96 | #DIV/0! | #DIV/0! | #DIV/0! | #DIV/0! | #DIV/0! | #DIV/0! |  | 96 | #DIV/0! | #DIV/0! | #DIV/0! | #DIV/0! | #DIV/0! | #DIV/0! |  | 96 | #DIV/0! | #DIV/0! | #DIV/0! | #DIV/0! | #DIV/0! | #DIV/0! |  | 96 | #DIV/0! | #DIV/0! | #DIV/0! | #DIV/0! | #DIV/0! | #DIV/0! |  | 96 | #DIV/0! | #DIV/0! | #DIV/0! | #DIV/0! | #DIV/0! | #DIV/0! |  | 96 | #DIV/0! | #DIV/0! | #DIV/0! | #DIV/0! | #DIV/0! | #DIV/0! |  | 96 | #DIV/0! | #DIV/0! | #DIV/0! | #DIV/0! | #DIV/0! | #DIV/0! |  | 96 | #DIV/0! | #DIV/0! | #DIV/0! | #DIV/0! | #DIV/0! | #DIV/0! |  | 96 | #DIV/0! | #DIV/0! | #DIV/0! | #DIV/0! | #DIV/0! | #DIV/0! |  | 96 | #DIV/0! | #DIV/0! | #DIV/0! | #DIV/0! | #DIV/0! | #DIV/0!
[55 empty] | 97 | #DIV/0! | #DIV/0! | #DIV/0! | #DIV/0! | #DIV/0! | #DIV/0! |  | 97 | #DIV/0! | #DIV/0! | #DIV/0! | #DIV/0! | #DIV/0! | #DIV/0! |  | 97 | #DIV/0! | #DIV/0! | #DIV/0! | #DIV/0! | #DIV/0! | #DIV/0! |  | 97 | #DIV/0! | #DIV/0! | #DIV/0! | #DIV/0! | #DIV/0! | #DIV/0! |  | 97 | #DIV/0! | #DIV/0! | #DIV/0! | #DIV/0! | #DIV/0! | #DIV/0! |  | 97 | #DIV/0! | #DIV/0! | #DIV/0! | #DIV/0! | #DIV/0! | #DIV/0! |  | 97 | #DIV/0! | #DIV/0! | #DIV/0! | #DIV/0! | #DIV/0! | #DIV/0! |  | 97 | #DIV/0! | #DIV/0! | #DIV/0! | #DIV/0! | #DIV/0! | #DIV/0! |  | 97 | #DIV/0! | #DIV/0! | #DIV/0! | #DIV/0! | #DIV/0! | #DIV/0! |  | 97 | #DIV/0! | #DIV/0! | #DIV/0! | #DIV/0! | #DIV/0! | #DIV/0! |  | 97 | #DIV/0! | #DIV/0! | #DIV/0! | #DIV/0! | #DIV/0! | #DIV/0! |  | 97 | #DIV/0! | #DIV/0! | #DIV/0! | #DIV/0! | #DIV/0! | #DIV/0! |  | 97 | #DIV/0! | #DIV/0! | #DIV/0! | #DIV/0! | #DIV/0! | #DIV/0! |  | 97 | #DIV/0! | #DIV/0! | #DIV/0! | #DIV/0! | #DIV/0! | #DIV/0!
[55 empty] | 98 | #DIV/0! | #DIV/0! | #DIV/0! | #DIV/0! | #DIV/0! | #DIV/0! |  | 98 | #DIV/0! | #DIV/0! | #DIV/0! | #DIV/0! | #DIV/0! | #DIV/0! |  | 98 | #DIV/0! | #DIV/0! | #DIV/0! | #DIV/0! | #DIV/0! | #DIV/0! |  | 98 | #DIV/0! | #DIV/0! | #DIV/0! | #DIV/0! | #DIV/0! | #DIV/0! |  | 98 | #DIV/0! | #DIV/0! | #DIV/0! | #DIV/0! | #DIV/0! | #DIV/0! |  | 98 | #DIV/0! | #DIV/0! | #DIV/0! | #DIV/0! | #DIV/0! | #DIV/0! |  | 98 | #DIV/0! | #DIV/0! | #DIV/0! | #DIV/0! | #DIV/0! | #DIV/0! |  | 98 | #DIV/0! | #DIV/0! | #DIV/0! | #DIV/0! | #DIV/0! | #DIV/0! |  | 98 | #DIV/0! | #DIV/0! | #DIV/0! | #DIV/0! | #DIV/0! | #DIV/0! |  | 98 | #DIV/0! | #DIV/0! | #DIV/0! | #DIV/0! | #DIV/0! | #DIV/0! |  | 98 | #DIV/0! | #DIV/0! | #DIV/0! | #DIV/0! | #DIV/0! | #DIV/0! |  | 98 | #DIV/0! | #DIV/0! | #DIV/0! | #DIV/0! | #DIV/0! | #DIV/0! |  | 98 | #DIV/0! | #DIV/0! | #DIV/0! | #DIV/0! | #DIV/0! | #DIV/0! |  | 98 | #DIV/0! | #DIV/0! | #DIV/0! | #DIV/0! | #DIV/0! | #DIV/0!
[55 empty] | 99 | #DIV/0! | #DIV/0! | #DIV/0! | #DIV/0! | #DIV/0! | #DIV/0! |  | 99 | #DIV/0! | #DIV/0! | #DIV/0! | #DIV/0! | #DIV/0! | #DIV/0! |  | 99 | #DIV/0! | #DIV/0! | #DIV/0! | #DIV/0! | #DIV/0! | #DIV/0! |  | 99 | #DIV/0! | #DIV/0! | #DIV/0! | #DIV/0! | #DIV/0! | #DIV/0! |  | 99 | #DIV/0! | #DIV/0! | #DIV/0! | #DIV/0! | #DIV/0! | #DIV/0! |  | 99 | #DIV/0! | #DIV/0! | #DIV/0! | #DIV/0! | #DIV/0! | #DIV/0! |  | 99 | #DIV/0! | #DIV/0! | #DIV/0! | #DIV/0! | #DIV/0! | #DIV/0! |  | 99 | #DIV/0! | #DIV/0! | #DIV/0! | #DIV/0! | #DIV/0! | #DIV/0! |  | 99 | #DIV/0! | #DIV/0! | #DIV/0! | #DIV/0! | #DIV/0! | #DIV/0! |  | 99 | #DIV/0! | #DIV/0! | #DIV/0! | #DIV/0! | #DIV/0! | #DIV/0! |  | 99 | #DIV/0! | #DIV/0! | #DIV/0! | #DIV/0! | #DIV/0! | #DIV/0! |  | 99 | #DIV/0! | #DIV/0! | #DIV/0! | #DIV/0! | #DIV/0! | #DIV/0! |  | 99 | #DIV/0! | #DIV/0! | #DIV/0! | #DIV/0! | #DIV/0! | #DIV/0! |  | 99 | #DIV/0! | #DIV/0! | #DIV/0! | #DIV/0! | #DIV/0! | #DIV/0!
[55 empty] | 100 | #DIV/0! | #DIV/0! | #DIV/0! | #DIV/0! | #DIV/0! | #DIV/0! |  | 100 | #DIV/0! | #DIV/0! | #DIV/0! | #DIV/0! | #DIV/0! | #DIV/0! |  | 100 | #DIV/0! | #DIV/0! | #DIV/0! | #DIV/0! | #DIV/0! | #DIV/0! |  | 100 | #DIV/0! | #DIV/0! | #DIV/0! | #DIV/0! | #DIV/0! | #DIV/0! |  | 100 | #DIV/0! | #DIV/0! | #DIV/0! | #DIV/0! | #DIV/0! | #DIV/0! |  | 100 | #DIV/0! | #DIV/0! | #DIV/0! | #DIV/0! | #DIV/0! | #DIV/0! |  | 100 | #DIV/0! | #DIV/0! | #DIV/0! | #DIV/0! | #DIV/0! | #DIV/0! |  | 100 | #DIV/0! | #DIV/0! | #DIV/0! | #DIV/0! | #DIV/0! | #DIV/0! |  | 100 | #DIV/0! | #DIV/0! | #DIV/0! | #DIV/0! | #DIV/0! | #DIV/0! |  | 100 | #DIV/0! | #DIV/0! | #DIV/0! | #DIV/0! | #DIV/0! | #DIV/0! |  | 100 | #DIV/0! | #DIV/0! | #DIV/0! | #DIV/0! | #DIV/0! | #DIV/0! |  | 100 | #DIV/0! | #DIV/0! | #DIV/0! | #DIV/0! | #DIV/0! | #DIV/0! |  | 100 | #DIV/0! | #DIV/0! | #DIV/0! | #DIV/0! | #DIV/0! | #DIV/0! |  | 100 | #DIV/0! | #DIV/0! | #DIV/0! | #DIV/0! | #DIV/0! | #DIV/0!
[55 empty] | final: | #DIV/0! | #DIV/0! | #DIV/0! | #DIV/0! | #DIV/0! | #DIV/0! |  | final: | #DIV/0! | #DIV/0! | #DIV/0! | #DIV/0! | #DIV/0! | #DIV/0! |  | final: | #DIV/0! | #DIV/0! | #DIV/0! | #DIV/0! | #DIV/0! | #DIV/0! |  | final: | #DIV/0! | #DIV/0! | #DIV/0! | #DIV/0! | #DIV/0! | #DIV/0! |  | final: | #DIV/0! | #DIV/0! | #DIV/0! | #DIV/0! | #DIV/0! | #DIV/0! |  | final: | #DIV/0! | #DIV/0! | #DIV/0! | #DIV/0! | #DIV/0! | #DIV/0! |  | final: | #DIV/0! | #DIV/0! | #DIV/0! | #DIV/0! | #DIV/0! | #DIV/0! |  | final: | #DIV/0! | #DIV/0! | #DIV/0! | #DIV/0! | #DIV/0! | #DIV/0! |  | final: | #DIV/0! | #DIV/0! | #DIV/0! | #DIV/0! | #DIV/0! | #DIV/0! |  | final: | #DIV/0! | #DIV/0! | #DIV/0! | #DIV/0! | #DIV/0! | #DIV/0! |  | final: | #DIV/0! | #DIV/0! | #DIV/0! | #DIV/0! | #DIV/0! | #DIV/0! |  | final: | #DIV/0! | #DIV/0! | #DIV/0! | #DIV/0! | #DIV/0! | #DIV/0! |  | final: | #DIV/0! | #DIV/0! | #DIV/0! | #DIV/0! | #DIV/0! | #DIV/0! |  | final: | #DIV/0! | #DIV/0! | #DIV/0! | #DIV/0! | #DIV/0! | #DIV/0!
P L E A S E E N T E R U N I T D A T A I N T H E F R A M E D C E L L S :
|  |  | für Auswahlmenü: |  |  |  | Source type number | Source type name | Wärmequelle
|  |  | 0-None | 0 | None | [6 empty] | N_hp |  |  | F |  | storage
|  |  | 1-Standard air/water heat pump | 1 | Standard air/water heat pump |  | 1 | 1-Outdoor air | 1-Outdoor air |  |  | 1 |  |  | Heating |  | Heating & DHW storage
|  |  | 2-Standard brine/water heat pump | 2 | Standard brine/water heat pump |  | 3 | 3-Ground probes | 2-Ground water |  |  | 2 |  |  | DHW |  | only heating storage
|  |  | 3-Standard water/water heat pump | 3 | Standard water/water heat pump |  | 2 | 2-Ground water | 3-Ground probes | [5 empty] | Heating & DHW |  | no heating storage
|  |  | 4-Heat pump, type 4 | 4 | Heat pump, type 4 |  | 1 | 1-Outdoor air | 4-Horizontal ground collector
|  |  | 5-Heat pump, type 5 | 5 | Heat pump, type 5 |  | 1 | 1-Outdoor air
|  |  | 6-Heat pump, type 6 | 6 | Heat pump, type 6 |  | 1 | 1-Outdoor air
|  |  | 7-Heat pump, type 7 | 7 | Heat pump, type 7 |  | 1 | 1-Outdoor air
|  |  | 8-Heat pump type 8 | 8 | Heat pump type 8 |  | 1 | 1-Outdoor air
|  |  | 9-Heat pump, type 9 | 9 | Heat pump, type 9 |  | 1 | 1-Outdoor air
|  |  | 10-Heat pump, type 10 | 10 | Heat pump, type 10 |  | 1 | 1-Outdoor air
|  |  | 11-Heat pump, type 11 | 11 | Heat pump, type 11 |  | 1 | 1-Outdoor air
|  |  | 12-Heat pump, type 12 | 12 | Heat pump, type 12 |  | 1 | 1-Outdoor air
|  |  | 13-Heat pump, type 13 | 13 | Heat pump, type 13 |  | 1 | 1-Outdoor air
|  |  | 14-Heat pump, type 14 | 14 | Heat pump, type 14 |  | 1 | 1-Outdoor air
|  |  | 15-Heat pump, type 15 | 15 | Heat pump, type 15 |  | 1 | 1-Outdoor air
|  |  |  | 1 | Standard air/water heat pump | [8 empty] | Nominal heating power
kW
|  |  |  | Source: | 1-Outdoor air | [8 empty] | 3
[7 empty] | θ_source | θ_sink | Heating capacity | COP
[7 empty] | °C | °C | kW |  |  |  |  | relative heating power
[6 empty] | Test point 1 | -7 | 35 | 2.16 | 2.7 |  |  |  | 0.72
[6 empty] | Test point 2 | 2 | 35 | 2.64 | 3.1 |  |  |  | 0.88
[6 empty] | Test point 3 | 7 | 35 | 3.12 | 3.7 |  |  |  | 1.04
[6 empty] | Test point 4 | 15 | 35 | 3.75 | 4.3 |  |  |  | 1.25
[6 empty] | Test point 5 | 20 | 35 | 4.08 | 4.9 |  |  |  | 1.36
[6 empty] | Test point 6 | -7 | 50 | 2.04 | 2 |  |  |  | 0.68
[6 empty] | Test point 7 | 2 | 50 | 2.52 | 2.3 |  |  |  | 0.84
[6 empty] | Test point 8 | 7 | 50 | 3 | 2.8 |  |  |  | 1
[6 empty] | Test point 9 | 15 | 50 | 3.72 | 3.3 |  |  |  | 1.24
[6 empty] | Test point 10 | 20 | 50 | 3.87 | 3.5 |  |  |  | 1.29
Test point 11
Test point 12
Test point 13
Test point 14
Test point 15
[5 empty] | Temperature difference in sink |  | ΔθSink |  | 5 | K
|  |  |  | 2 | Standard brine/water heat pump | [8 empty] | Nominal heating power
kW
|  |  |  | Source: | 3-Ground probes | [8 empty] | 3
[7 empty] | θ_source | θ_sink | Heating capacity | COP
[7 empty] | °C | °C | kW |  |  |  |  | relative heating power
[6 empty] | Test point 1 | -5 | 35 | 2.64 | 3.7 |  |  |  | 0.88
[6 empty] | Test point 2 | 0 | 35 | 3 | 4.3 |  |  |  | 1
[6 empty] | Test point 3 | 5 | 35 | 3.36 | 4.9 |  |  |  | 1.12
[6 empty] | Test point 4 | -5 | 50 | 2.55 | 2.6 |  |  |  | 0.85
[6 empty] | Test point 5 | 0 | 50 | 2.94 | 3 |  |  |  | 0.98
[6 empty] | Test point 6 | 5 | 50 | 3.27 | 3.4 |  |  |  | 1.09
Test point 7
Test point 8
Test point 9
Test point 10
Test point 11
Test point 12
Test point 13
Test point 14
Test point 15
[5 empty] | Temperature difference in sink |  | ΔθSink |  | 5 | K
|  |  |  | 3 | Standard water/water heat pump | [8 empty] | Nominal heating power
kW
|  |  |  | Source: | 2-Ground water | [8 empty] | 3
[7 empty] | θ_source | θ_sink | Heating capacity | COP
[7 empty] | °C | °C | kW |  |  |  |  | relative heating power
[6 empty] | Test point 1 | -5 | 35 | 2.64 | 3.7 |  |  |  | 0.88
[6 empty] | Test point 2 | 0 | 35 | 3 | 4.3 |  |  |  | 1
[6 empty] | Test point 3 | 5 | 35 | 3.36 | 4.9 |  |  |  | 1.12
[6 empty] | Test point 4 | -5 | 50 | 2.55 | 2.6 |  |  |  | 0.85
[6 empty] | Test point 5 | 0 | 50 | 2.94 | 3 |  |  |  | 0.98
[6 empty] | Test point 6 | 5 | 50 | 3.27 | 3.4 |  |  |  | 1.09
Test point 7
Test point 8
Test point 9
Test point 10
Test point 11
Test point 12
Test point 13
Test point 14
Test point 15
[5 empty] | Temperature difference in sink |  | ΔθSink |  | 5 | K
|  |  |  | 4 | Heat pump, type 4
|  |  |  | Source: | 1-Outdoor air
[7 empty] | θ_source | θ_sink | Heating capacity | COP
[7 empty] | °C | °C | kW
Test point 1
Test point 2
Test point 3
Test point 4
Test point 5
Test point 6
Test point 7
Test point 8
Test point 9
Test point 10
Test point 11
Test point 12
Test point 13
Test point 14
Test point 15
[5 empty] | Temperature difference in sink |  | ΔθSink |  |  | K
|  |  |  | 5 | Heat pump, type 5
|  |  |  | source: | 1-Outdoor air
[7 empty] | θ_source | θ_sink | Heating capacity | COP
[7 empty] | °C | °C | kW
Test point 1
Test point 2
Test point 3
Test point 4
Test point 5
Test point 6
Test point 7
Test point 8
Test point 9
Test point 10
Test point 11
Test point 12
Test point 13
Test point 14
Test point 15
[5 empty] | Temperature difference in sink |  | ΔθSink |  |  | K
|  |  |  | 6 | Heat pump, type 6
|  |  |  | Source: | 1-Outdoor air
[7 empty] | θ_source | θ_sink | Heating capacity | COP
[7 empty] | °C | °C | kW
Test point 1
Test point 2
Test point 3
Test point 4
Test point 5
Test point 6
Test point 7
Test point 8
Test point 9
Test point 10
Test point 11
Test point 12
Test point 13
Test point 14
Test point 15
[5 empty] | Temperature difference in sink |  | ΔθSink |  |  | K
|  |  |  | 7 | Heat pump, type 7
|  |  |  | Source: | 1-Outdoor air
[7 empty] | θ_source | θ_sink | Heating capacity | COP
[7 empty] | °C | °C | kW
Test point 1
Test point 2
Test point 3
Test point 4
Test point 5
Test point 6
Test point 7
Test point 8
Test point 9
Test point 10
Test point 11
Test point 12
Test point 13
Test point 14
Test point 15
[5 empty] | Temperature difference in sink |  | ΔθSink |  |  | K
|  |  |  | 8 | Heat pump type 8
|  |  |  | Source: | 1-Outdoor air
[7 empty] | θ_source | θ_sink | Heating capacity | COP
[7 empty] | °C | °C | kW
Test point 1
Test point 2
Test point 3
Test point 4
Test point 5
Test point 6
Test point 7
Test point 8
Test point 9
Test point 10
Test point 11
Test point 12
Test point 13
Test point 14
Test point 15
[5 empty] | Temperature difference in sink |  | ΔθSink |  |  | K
|  |  |  | 9 | Heat pump, type 9
|  |  |  | Source: | 1-Outdoor air
[7 empty] | θ_source | θ_sink | Heating capacity | COP
[7 empty] | °C | °C | kW
Test point 1
Test point 2
Test point 3
Test point 4
Test point 5
Test point 6
Test point 7
Test point 8
Test point 9
Test point 10
Test point 11
Test point 12
Test point 13
Test point 14
Test point 15
[5 empty] | Temperature difference in sink |  | ΔθSink |  |  | K
|  |  |  | 10 | Heat pump, type 10
|  |  |  | Source: | 1-Outdoor air
[7 empty] | θ_source | θ_sink | Heating capacity | COP
[7 empty] | °C | °C | kW
Test point 1
Test point 2
Test point 3
Test point 4
Test point 5
Test point 6
Test point 7
Test point 8
Test point 9
Test point 10
Test point 11
Test point 12
Test point 13
Test point 14
Test point 15
[5 empty] | Temperature difference in sink |  | ΔθSink |  |  | K
|  |  |  | 11 | Heat pump, type 11
|  |  |  | Source: | 1-Outdoor air
[7 empty] | θ_source | θ_sink | Heating capacity | COP
[7 empty] | °C | °C | kW
Test point 1
Test point 2
Test point 3
Test point 4
Test point 5
Test point 6
Test point 7
Test point 8
Test point 9
Test point 10
Test point 11
Test point 12
Test point 13
Test point 14
Test point 15
[5 empty] | Temperature difference in sink |  | ΔθSink |  |  | K
|  |  |  | 12 | Heat pump, type 12
|  |  |  | Source: | 1-Outdoor air
[7 empty] | θ_source | θ_sink | Heating capacity | COP
[7 empty] | °C | °C | kW
Test point 1
Test point 2
Test point 3
Test point 4
Test point 5
Test point 6
Test point 7
Test point 8
Test point 9
Test point 10
Test point 11
Test point 12
Test point 13
Test point 14
Test point 15
[5 empty] | Temperature difference in sink |  | ΔθSink |  |  | K
|  |  |  | 13 | Heat pump, type 13
|  |  |  | Source: | 1-Outdoor air
[7 empty] | θ_source | θ_sink | Heating capacity | COP
[7 empty] | °C | °C | kW
Test point 1
Test point 2
Test point 3
Test point 4
Test point 5
Test point 6
Test point 7
Test point 8
Test point 9
Test point 10
Test point 11
Test point 12
Test point 13
Test point 14
Test point 15
[5 empty] | Temperature difference in sink |  | ΔθSink |  |  | K
|  |  |  | 14 | Heat pump, type 14
|  |  |  | Source: | 1-Outdoor air
[7 empty] | θ_source | θ_sink | Heating capacity | COP
[7 empty] | °C | °C | kW
Test point 1
Test point 2
Test point 3
Test point 4
Test point 5
Test point 6
Test point 7
Test point 8
Test point 9
Test point 10
Test point 11
Test point 12
Test point 13
Test point 14
Test point 15
[5 empty] | Temperature difference in sink |  | ΔθSink |  |  | K
|  |  |  | 15 | Heat pump, type 15
|  |  |  | Source: | 1-Outdoor air
[7 empty] | θ_source | θ_sink | Heating capacity | COP
[7 empty] | °C | °C | kW
Test point 1
Test point 2
Test point 3
Test point 4
Test point 5
Test point 6
Test point 7
Test point 8
Test point 9
Test point 10
Test point 11
Test point 12
Test point 13
Test point 14
Test point 15
[5 empty] | Temperature difference in sink |  | ΔθSink |  |  | K

## HP ground
WP_Erde
-
| Heat pump ground (ground collectors / ground probes) | [15 empty] | EnerPHit with PHPP Version 9.3 |  | Error(s): |  | Warning(s):
23 / Climate: Hemsby / TFA: 95 m² / Heating: 26.6 kWh/(m²a) / Freq. overheating: 0 % / PER: 28.2 kWh/(m²a)
[5 empty] | Building type: | Detached House
[5 empty] | Treated floor area ATFA: | 94.62 | m²
| Ground probes | [8 empty] | Ground collectors
|  | Probe field configuration |  |  | A | Individual probe |  |  |  |  | Inner radius of pipe |  |  | ri |  | m
|  | Length of probe | ('HP' worksheet) |  | H | 0 | m |  |  |  | Exterior pipe radius |  |  | ra |  | m
|  | Probes spacing/distance |  |  | B |  | m |  |  |  | Thermal conductivity of pipe |  |  | λr |  | W/(mK)
|  | Depth (z=H/2) |  |  | z | 0 | m |  |  |  | Pipe depth |  |  | zpipe | 0 | m
|  | Type of probe |  |  | A | Double-U |  |  |  |  | Ground water depth |  |  | zgw |  | m
|  | Borehole radius |  |  | rb |  | m |  |  |  | Pipe spacing |  |  | D |  | m
|  | Inner radius of pipe |  |  | ri |  | m |  |  |  | Base area |  |  |  |  | m2
|  | Exterior pipe radius |  |  | ra |  | m |  |  |  | Pipe outer surface |  |  |  | #DIV/0! | m2
|  | Distance between pipes |  |  | BU |  | m |  |  |  | Pipe length |  |  | L | #DIV/0! | m
|  | Inner radius of pipe casing (only coaxial) |  |  | ri2 |  | m
|  | Exterior radius casing pipe (only coaxial) |  |  | ra2 |  | m
|  | Thermal conductivity of pipe |  |  | λR |  | W/(mK) |  |  |  | Brine
|  | Thermal conductivity of back fill |  |  | λF |  | W/(mK) |  |  |  | Brine (characteristics at 2 °C) |  |  | A | Ethylene glycol 25%
|  | Probe time constant |  |  | tp | 0 | d |  |  |  | Density of the brine |  |  | ρS | 1052 | kg/m³
|  | Internal borehole resistance |  |  | Ra |  | Km/W |  |  |  | dynamic viscosity of the brine |  |  | ηS | 0.0052 | kg/(ms)
|  | Borehole resistance |  |  | Rb |  | Km/W |  |  |  | Heat capacity brine |  |  | cpS | 3950 | J/(kgK)
[11 empty] | Thermal conductivity of brine |  |  | λS | 0.48 | W/(mK)
|  | Ground | [8 empty] | Brine - mass flow |  |  | mS |  | kg/s
|  | Soil type |  |  | E | Clay
|  | Density of the ground |  |  | ρE | 1500 | kg/m³ |  |  |  | Specific heat extraction rate |  |  | qex |  | W/m2
|  | Thermal capacity of ground |  |  | cpE | 880 | J/(kgK)
|  | Thermal conductivity of ground |  |  | λE | 1.28 | W/(mK) | [6 empty] | U * A |  | W/K
|  | Soil temperature conductivity |  |  | aE | 9.697e-07 | m/s²
|  | Ground temperature gradient |  |  | ΔTG | 0.0221 | K/m
Climate
|  | Brine | [8 empty] | Period duration |  |  |  | 365 | d
|  | Brine (characteristics at 2 °C) |  |  | A | Ethylene glycol 25% |  |  |  |  | Average ground surface temp. |  |  | Tm0 | 11.562 | °C
|  | Density of the brine |  |  | ρS | 1052 | kg/m³ |  |  |  | Surface temperature amplitude |  |  | T1 | 6.25 | °C
|  | dynamic viscosity of the brine |  |  | ηS | 0.0052 | kg/(ms) |  |  |  | Phase shifting surface |  |  | t02 | 40.2347 | d
|  | Heat capacity brine |  |  | cpS | 3950 | J/(kgK)
|  | Thermal conductivity of brine |  |  | λS | 0.48 | W/(mK)
|  | Brine - mass flow |  |  | mS |  | kg/s
Operation type
Waste heat from active cooling to ground probe? Please check, if applicable.
|  | Heat pump operation duration |  |  |  |  | h/a
|  | Specific heat extraction rate as an annual average |  |  | qex |  | W/m
[5 empty] | H/Rb |  | W/K
| Ground characteristics |  | Thermal | Density | Heat | Heat | Thermal | Source |  | Result ground probe calculation
|  |  | conductivity |  | capacity | capacity | conductivity |  |  |  |  | Borehole
|  |  | [W/(mK)] | [kg/m³] | [J/(kg K)] | [MJ/(m³ K)] | [10-7 m²/s] |  |  |  | Month | temperature
| A | Sand, 9% moisture | 0.98 | 1440 | 1507 | 2.17 | 4.52 | [Neiß 1977] |  |  |  | °C
| B | Sand, 13% moisture | 1.5 | 1600 | 1800 | 2.88 | 5.21 | [Neiß 1977] |  |  | 1
| C | Ground, coarse gravel | 0.52 | 2000 | 1840 | 3.68 | 1.41 | [VDI 1984] |  |  | 2
| D | Loam, 36% moisture | 2.3 | 1650 | 2847 | 4.7 | 4.9 | [Neiß 1977] |  |  | 3
| E | Clay | 1.28 | 1500 | 880 | 1.32 | 9.7 | [VDI 1984] |  |  | 4
| F | Clay / Silt | 2.2 | 2550 | 882 | 2.25 | 9.78 | [VDI 2000] |  |  | 5
| G | Slate | 2.1 | 2700 | 870 | 2.35 | 8.94 | [VDI 2000] |  |  | 6
| H | Silt | 1.5 | 1920 | 2938 | 5.64 | 2.66 | [ISO 13370] |  |  | 7
| I | Rock | 3.5 | 2500 | 2500 | 6.25 | 5.6 | [ISO 13370] |  |  | 8
| J | [9 empty] | 9
10
11
| Properties of the brine |  | Temperature | Density | Heat | Thermal | Dynamic |  |  |  | 12
[5 empty] | capacity | conductivity | viscosity
|  |  | [°C] | [kg/m³] | [J/(kg K)] | [W/(mK)] | [kg/(ms)]
| A | Ethylene glycol 25% | 2 | 1052 | 3950 | 0.48 | 0.0052
| B | Potassium carbonate | 2 | 1265 | 2941 | 0.544 | 0.0031
| C | Potassium formate | 2 | 1226 | 3190 | 0.534 | 0.00237
| D | Water | 2 | 997 | 4190 | 0.59 | 0.001307
E
|  |  | Test l/Rb |  | Test Rb | [13 empty] | Erdsonde verwendet?
| Berechnungen ohne Wasch&Spül | [17 empty] | 0
[10 empty] | Heizen | Kühlen | [7 empty] | Erdkollektor?
[10 empty] | Jahresbedarf | Jahresbedarf | [7 empty] | 0
[10 empty] | 0 | 0
[10 empty] | [MWh/a] | [MWh/a] |  |  | Results
[6 empty] | W | W/m |  | Tage | Monatsanteil | Monatsanteil |  |  |  |  | month | TB result [°C]
| Lasten |  | Mittlere Wärmelast Januar |  | Q* Jan | 0 | #DIV/0! |  | 30.4375 | 0 | 0 |  |  | Rb [Km/W] |  | 1 | #DIV/0!
|  |  | Mittlere Wärmelast Februar |  | Q* Feb | 0 | #DIV/0! |  | 30.4375 | 0 | 0 |  |  |  |  | 2 | #DIV/0!
|  |  | Mittlere Wärmelast März |  | Q* Mrz | 0 | #DIV/0! |  | 30.4375 | 0 | 0 |  |  |  |  | 3 | #DIV/0!
|  |  | Mittlere Wärmelast April |  | Q* Apr | 0 | #DIV/0! |  | 30.4375 | 0 | 0 |  |  |  |  | 4 | #DIV/0!
|  |  | Mittlere Wärmelast Mai |  | Q* Mai | 0 | #DIV/0! |  | 30.4375 | 0 | 0 |  |  |  |  | 5 | #DIV/0!
|  |  | Mittlere Wärmelast Juni |  | Q* Jun | 0 | #DIV/0! |  | 30.4375 | 0 | 0 |  |  |  |  | 6 | #DIV/0!
|  |  | Mittlere Wärmelast Juli |  | Q* Jul | 0 | #DIV/0! |  | 30.4375 | 0 | 0 |  |  |  |  | 7 | #DIV/0!
|  |  | Mittlere Wärmelast August |  | Q* Aug | 0 | #DIV/0! |  | 30.4375 | 0 | 0 |  |  |  |  | 8 | #DIV/0!
|  |  | Mittlere Wärmelast September |  | Q* Sep | 0 | #DIV/0! |  | 30.4375 | 0 | 0 |  |  |  |  | 9 | #DIV/0!
|  |  | Mittlere Wärmelast Oktober |  | Q* Okt | 0 | #DIV/0! |  | 30.4375 | 0 | 0 |  |  |  |  | 10 | #DIV/0!
|  |  | Mittlere Wärmelast November |  | Q* Nov | 0 | #DIV/0! |  | 30.4375 | 0 | 0 |  |  |  |  | 11 | #DIV/0!
|  |  | Mittlere Wärmelast Dezember |  | Q* Dez | 0 | #DIV/0! |  | 30.4375 | 0 | 0 |  |  |  |  | 12 | #DIV/0!
| Betrach-tungs-zeitpunkt | t | n | t Beginn | t Ende | t Ende rev | q | dq | Es reverse | g reverse | TErdreich(z) | TB | Tup (z) | Tdown (z) | T Quelle | T Rücklauf | Tm | Einzelsonde | 2 Soden in Reihe | 3 Soden in Reihe | 4 Soden in Reihe
|  | [MM:YY] |  | d | d | d | [W/m] | [W/m] | [ ] | [ ] | [°C] | [°C] | [°C] | [°C] | [°C] | [°C] | [°C] | A | B | C | D
|  | 36525 |  | -1 |  | 0 | #DIV/0! | 0 | 10 | #DIV/0! | 11.562 | #DIV/0! | #VALUE! | #VALUE! | #VALUE! | #VALUE! | #VALUE! | #DIV/0! | #DIV/0! | #DIV/0! | #DIV/0!
| 36556.4375 | 36526 | 1 | 0 | 30.4375 | 3317.6875 | #DIV/0! | #DIV/0! | #DIV/0! | #DIV/0! | 6.7521 | #DIV/0! | #VALUE! | #VALUE! | #VALUE! | #VALUE! | #VALUE! | #DIV/0! | #DIV/0! | #DIV/0! | #DIV/0!
| 36586.875 | 36556.4375 | 2 | 30.4375 | 60.875 | 3287.25 | #DIV/0! | #DIV/0! | #DIV/0! | #DIV/0! | 5.4007 | #DIV/0! | #VALUE! | #VALUE! | #VALUE! | #VALUE! | #VALUE! | #DIV/0! | #DIV/0! | #DIV/0! | #DIV/0!
| 36617.3125 | 36586.875 | 3 | 60.875 | 91.3125 | 3256.8125 | #DIV/0! | #DIV/0! | #DIV/0! | #DIV/0! | 5.7024 | #DIV/0! | #VALUE! | #VALUE! | #VALUE! | #VALUE! | #VALUE! | #DIV/0! | #DIV/0! | #DIV/0! | #DIV/0!
| 36647.75 | 36617.3125 | 4 | 91.3125 | 121.75 | 3226.375 | #DIV/0! | #DIV/0! | #DIV/0! | #DIV/0! | 7.5763 | #DIV/0! | #VALUE! | #VALUE! | #VALUE! | #VALUE! | #VALUE! | #DIV/0! | #DIV/0! | #DIV/0! | #DIV/0!
| 36678.1875 | 36647.75 | 5 | 121.75 | 152.1875 | 3195.9375 | #DIV/0! | #DIV/0! | #DIV/0! | #DIV/0! | 10.5195 | #DIV/0! | #VALUE! | #VALUE! | #VALUE! | #VALUE! | #VALUE! | #DIV/0! | #DIV/0! | #DIV/0! | #DIV/0!
| 36708.625 | 36678.1875 | 6 | 152.1875 | 182.625 | 3165.5 | #DIV/0! | #DIV/0! | #DIV/0! | #DIV/0! | 13.7425 | #DIV/0! | #VALUE! | #VALUE! | #VALUE! | #VALUE! | #VALUE! | #DIV/0! | #DIV/0! | #DIV/0! | #DIV/0!
| 36739.0625 | 36708.625 | 7 | 182.625 | 213.0625 | 3135.0625 | #DIV/0! | #DIV/0! | #DIV/0! | #DIV/0! | 16.3805 | #DIV/0! | #VALUE! | #VALUE! | #VALUE! | #VALUE! | #VALUE! | #DIV/0! | #DIV/0! | #DIV/0! | #DIV/0!
| 36769.5 | 36739.0625 | 8 | 213.0625 | 243.5 | 3104.625 | #DIV/0! | #DIV/0! | #DIV/0! | #DIV/0! | 17.7256 | #DIV/0! | #VALUE! | #VALUE! | #VALUE! | #VALUE! | #VALUE! | #DIV/0! | #DIV/0! | #DIV/0! | #DIV/0!
| 36799.9375 | 36769.5 | 9 | 243.5 | 273.9375 | 3074.1875 | #DIV/0! | #DIV/0! | #DIV/0! | #DIV/0! | 17.4169 | #DIV/0! | #VALUE! | #VALUE! | #VALUE! | #VALUE! | #VALUE! | #DIV/0! | #DIV/0! | #DIV/0! | #DIV/0!
| 36830.375 | 36799.9375 | 10 | 273.9375 | 304.375 | 3043.75 | #DIV/0! | #DIV/0! | #DIV/0! | #DIV/0! | 15.5374 | #DIV/0! | #VALUE! | #VALUE! | #VALUE! | #VALUE! | #VALUE! | #DIV/0! | #DIV/0! | #DIV/0! | #DIV/0!
| 36860.8125 | 36830.375 | 11 | 304.375 | 334.8125 | 3013.3125 | #DIV/0! | #DIV/0! | #DIV/0! | #DIV/0! | 12.5912 | #DIV/0! | #VALUE! | #VALUE! | #VALUE! | #VALUE! | #VALUE! | #DIV/0! | #DIV/0! | #DIV/0! | #DIV/0!
| 36891.25 | 36860.8125 | 12 | 334.8125 | 365.25 | 2982.875 | #DIV/0! | #DIV/0! | #DIV/0! | #DIV/0! | 9.3689 | #DIV/0! | #VALUE! | #VALUE! | #VALUE! | #VALUE! | #VALUE! | #DIV/0! | #DIV/0! | #DIV/0! | #DIV/0!
| 36921.6875 | 36891.25 | 13 | 365.25 | 395.6875 | 2952.4375 | #DIV/0! | #DIV/0! | #DIV/0! | #DIV/0! | 6.735 | #DIV/0! | #VALUE! | #VALUE! | #VALUE! | #VALUE! | #VALUE! | #DIV/0! | #DIV/0! | #DIV/0! | #DIV/0!
| 36952.125 | 36921.6875 | 14 | 395.6875 | 426.125 | 2922 | #DIV/0! | #DIV/0! | #DIV/0! | #DIV/0! | 5.3962 | #DIV/0! | #VALUE! | #VALUE! | #VALUE! | #VALUE! | #VALUE! | #DIV/0! | #DIV/0! | #DIV/0! | #DIV/0!
| 36982.5625 | 36952.125 | 15 | 426.125 | 456.5625 | 2891.5625 | #DIV/0! | #DIV/0! | #DIV/0! | #DIV/0! | 5.7118 | #DIV/0! | #VALUE! | #VALUE! | #VALUE! | #VALUE! | #VALUE! | #DIV/0! | #DIV/0! | #DIV/0! | #DIV/0!
| 37013 | 36982.5625 | 16 | 456.5625 | 487 | 2861.125 | #DIV/0! | #DIV/0! | #DIV/0! | #DIV/0! | 7.597 | #DIV/0! | #VALUE! | #VALUE! | #VALUE! | #VALUE! | #VALUE! | #DIV/0! | #DIV/0! | #DIV/0! | #DIV/0!
| 37043.4375 | 37013 | 17 | 487 | 517.4375 | 2830.6875 | #DIV/0! | #DIV/0! | #DIV/0! | #DIV/0! | 10.5461 | #DIV/0! | #VALUE! | #VALUE! | #VALUE! | #VALUE! | #VALUE! | #DIV/0! | #DIV/0! | #DIV/0! | #DIV/0!
| 37073.875 | 37043.4375 | 18 | 517.4375 | 547.875 | 2800.25 | #DIV/0! | #DIV/0! | #DIV/0! | #DIV/0! | 13.7677 | #DIV/0! | #VALUE! | #VALUE! | #VALUE! | #VALUE! | #VALUE! | #DIV/0! | #DIV/0! | #DIV/0! | #DIV/0!
| 37104.3125 | 37073.875 | 19 | 547.875 | 578.3125 | 2769.8125 | #DIV/0! | #DIV/0! | #DIV/0! | #DIV/0! | 16.3976 | #DIV/0! | #VALUE! | #VALUE! | #VALUE! | #VALUE! | #VALUE! | #DIV/0! | #DIV/0! | #DIV/0! | #DIV/0!
| 37134.75 | 37104.3125 | 20 | 578.3125 | 608.75 | 2739.375 | #DIV/0! | #DIV/0! | #DIV/0! | #DIV/0! | 17.73 | #DIV/0! | #VALUE! | #VALUE! | #VALUE! | #VALUE! | #VALUE! | #DIV/0! | #DIV/0! | #DIV/0! | #DIV/0!
| 37165.1875 | 37134.75 | 21 | 608.75 | 639.1875 | 2708.9375 | #DIV/0! | #DIV/0! | #DIV/0! | #DIV/0! | 17.4075 | #DIV/0! | #VALUE! | #VALUE! | #VALUE! | #VALUE! | #VALUE! | #DIV/0! | #DIV/0! | #DIV/0! | #DIV/0!
| 37195.625 | 37165.1875 | 22 | 639.1875 | 669.625 | 2678.5 | #DIV/0! | #DIV/0! | #DIV/0! | #DIV/0! | 15.5166 | #DIV/0! | #VALUE! | #VALUE! | #VALUE! | #VALUE! | #VALUE! | #DIV/0! | #DIV/0! | #DIV/0! | #DIV/0!
| 37226.0625 | 37195.625 | 23 | 669.625 | 700.0625 | 2648.0625 | #DIV/0! | #DIV/0! | #DIV/0! | #DIV/0! | 12.5646 | #DIV/0! | #VALUE! | #VALUE! | #VALUE! | #VALUE! | #VALUE! | #DIV/0! | #DIV/0! | #DIV/0! | #DIV/0!
| 37256.5 | 37226.0625 | 24 | 700.0625 | 730.5 | 2617.625 | #DIV/0! | #DIV/0! | #DIV/0! | #DIV/0! | 9.3437 | #DIV/0! | #VALUE! | #VALUE! | #VALUE! | #VALUE! | #VALUE! | #DIV/0! | #DIV/0! | #DIV/0! | #DIV/0!
| 37286.9375 | 37256.5 | 25 | 730.5 | 760.9375 | 2587.1875 | #DIV/0! | #DIV/0! | #DIV/0! | #DIV/0! | 6.7179 | #DIV/0! | #VALUE! | #VALUE! | #VALUE! | #VALUE! | #VALUE! | #DIV/0! | #DIV/0! | #DIV/0! | #DIV/0!
| 37317.375 | 37286.9375 | 26 | 760.9375 | 791.375 | 2556.75 | #DIV/0! | #DIV/0! | #DIV/0! | #DIV/0! | 5.3919 | #DIV/0! | #VALUE! | #VALUE! | #VALUE! | #VALUE! | #VALUE! | #DIV/0! | #DIV/0! | #DIV/0! | #DIV/0!
| 37347.8125 | 37317.375 | 27 | 791.375 | 821.8125 | 2526.3125 | #DIV/0! | #DIV/0! | #DIV/0! | #DIV/0! | 5.7213 | #DIV/0! | #VALUE! | #VALUE! | #VALUE! | #VALUE! | #VALUE! | #DIV/0! | #DIV/0! | #DIV/0! | #DIV/0!
| 37378.25 | 37347.8125 | 28 | 821.8125 | 852.25 | 2495.875 | #DIV/0! | #DIV/0! | #DIV/0! | #DIV/0! | 7.6178 | #DIV/0! | #VALUE! | #VALUE! | #VALUE! | #VALUE! | #VALUE! | #DIV/0! | #DIV/0! | #DIV/0! | #DIV/0!
| 37408.6875 | 37378.25 | 29 | 852.25 | 882.6875 | 2465.4375 | #DIV/0! | #DIV/0! | #DIV/0! | #DIV/0! | 10.5726 | #DIV/0! | #VALUE! | #VALUE! | #VALUE! | #VALUE! | #VALUE! | #DIV/0! | #DIV/0! | #DIV/0! | #DIV/0!
| 37439.125 | 37408.6875 | 30 | 882.6875 | 913.125 | 2435 | #DIV/0! | #DIV/0! | #DIV/0! | #DIV/0! | 13.7929 | #DIV/0! | #VALUE! | #VALUE! | #VALUE! | #VALUE! | #VALUE! | #DIV/0! | #DIV/0! | #DIV/0! | #DIV/0!
| 37469.5625 | 37439.125 | 31 | 913.125 | 943.5625 | 2404.5625 | #DIV/0! | #DIV/0! | #DIV/0! | #DIV/0! | 16.4146 | #DIV/0! | #VALUE! | #VALUE! | #VALUE! | #VALUE! | #VALUE! | #DIV/0! | #DIV/0! | #DIV/0! | #DIV/0!
| 37500 | 37469.5625 | 32 | 943.5625 | 974 | 2374.125 | #DIV/0! | #DIV/0! | #DIV/0! | #DIV/0! | 17.7343 | #DIV/0! | #VALUE! | #VALUE! | #VALUE! | #VALUE! | #VALUE! | #DIV/0! | #DIV/0! | #DIV/0! | #DIV/0!
| 37530.4375 | 37500 | 33 | 974 | 1004.4375 | 2343.6875 | #DIV/0! | #DIV/0! | #DIV/0! | #DIV/0! | 17.3979 | #DIV/0! | #VALUE! | #VALUE! | #VALUE! | #VALUE! | #VALUE! | #DIV/0! | #DIV/0! | #DIV/0! | #DIV/0!
| 37560.875 | 37530.4375 | 34 | 1004.4375 | 1034.875 | 2313.25 | #DIV/0! | #DIV/0! | #DIV/0! | #DIV/0! | 15.4957 | #DIV/0! | #VALUE! | #VALUE! | #VALUE! | #VALUE! | #VALUE! | #DIV/0! | #DIV/0! | #DIV/0! | #DIV/0!
| 37591.3125 | 37560.875 | 35 | 1034.875 | 1065.3125 | 2282.8125 | #DIV/0! | #DIV/0! | #DIV/0! | #DIV/0! | 12.5381 | #DIV/0! | #VALUE! | #VALUE! | #VALUE! | #VALUE! | #VALUE! | #DIV/0! | #DIV/0! | #DIV/0! | #DIV/0!
| 37621.75 | 37591.3125 | 36 | 1065.3125 | 1095.75 | 2252.375 | #DIV/0! | #DIV/0! | #DIV/0! | #DIV/0! | 9.3186 | #DIV/0! | #VALUE! | #VALUE! | #VALUE! | #VALUE! | #VALUE! | #DIV/0! | #DIV/0! | #DIV/0! | #DIV/0!
| 37652.1875 | 37621.75 | 37 | 1095.75 | 1126.1875 | 2221.9375 | #DIV/0! | #DIV/0! | #DIV/0! | #DIV/0! | 6.701 | #DIV/0! | #VALUE! | #VALUE! | #VALUE! | #VALUE! | #VALUE! | #DIV/0! | #DIV/0! | #DIV/0! | #DIV/0!
| 37682.625 | 37652.1875 | 38 | 1126.1875 | 1156.625 | 2191.5 | #DIV/0! | #DIV/0! | #DIV/0! | #DIV/0! | 5.3876 | #DIV/0! | #VALUE! | #VALUE! | #VALUE! | #VALUE! | #VALUE! | #DIV/0! | #DIV/0! | #DIV/0! | #DIV/0!
| 37713.0625 | 37682.625 | 39 | 1156.625 | 1187.0625 | 2161.0625 | #DIV/0! | #DIV/0! | #DIV/0! | #DIV/0! | 5.7309 | #DIV/0! | #VALUE! | #VALUE! | #VALUE! | #VALUE! | #VALUE! | #DIV/0! | #DIV/0! | #DIV/0! | #DIV/0!
| 37743.5 | 37713.0625 | 40 | 1187.0625 | 1217.5 | 2130.625 | #DIV/0! | #DIV/0! | #DIV/0! | #DIV/0! | 7.6387 | #DIV/0! | #VALUE! | #VALUE! | #VALUE! | #VALUE! | #VALUE! | #DIV/0! | #DIV/0! | #DIV/0! | #DIV/0!
| 37773.9375 | 37743.5 | 41 | 1217.5 | 1247.9375 | 2100.1875 | #DIV/0! | #DIV/0! | #DIV/0! | #DIV/0! | 10.5992 | #DIV/0! | #VALUE! | #VALUE! | #VALUE! | #VALUE! | #VALUE! | #DIV/0! | #DIV/0! | #DIV/0! | #DIV/0!
| 37804.375 | 37773.9375 | 42 | 1247.9375 | 1278.375 | 2069.75 | #DIV/0! | #DIV/0! | #DIV/0! | #DIV/0! | 13.818 | #DIV/0! | #VALUE! | #VALUE! | #VALUE! | #VALUE! | #VALUE! | #DIV/0! | #DIV/0! | #DIV/0! | #DIV/0!
| 37834.8125 | 37804.375 | 43 | 1278.375 | 1308.8125 | 2039.3125 | #DIV/0! | #DIV/0! | #DIV/0! | #DIV/0! | 16.4315 | #DIV/0! | #VALUE! | #VALUE! | #VALUE! | #VALUE! | #VALUE! | #DIV/0! | #DIV/0! | #DIV/0! | #DIV/0!
| 37865.25 | 37834.8125 | 44 | 1308.8125 | 1339.25 | 2008.875 | #DIV/0! | #DIV/0! | #DIV/0! | #DIV/0! | 17.7384 | #DIV/0! | #VALUE! | #VALUE! | #VALUE! | #VALUE! | #VALUE! | #DIV/0! | #DIV/0! | #DIV/0! | #DIV/0!
| 37895.6875 | 37865.25 | 45 | 1339.25 | 1369.6875 | 1978.4375 | #DIV/0! | #DIV/0! | #DIV/0! | #DIV/0! | 17.3882 | #DIV/0! | #VALUE! | #VALUE! | #VALUE! | #VALUE! | #VALUE! | #DIV/0! | #DIV/0! | #DIV/0! | #DIV/0!
| 37926.125 | 37895.6875 | 46 | 1369.6875 | 1400.125 | 1948 | #DIV/0! | #DIV/0! | #DIV/0! | #DIV/0! | 15.4748 | #DIV/0! | #VALUE! | #VALUE! | #VALUE! | #VALUE! | #VALUE! | #DIV/0! | #DIV/0! | #DIV/0! | #DIV/0!
| 37956.5625 | 37926.125 | 47 | 1400.125 | 1430.5625 | 1917.5625 | #DIV/0! | #DIV/0! | #DIV/0! | #DIV/0! | 12.5115 | #DIV/0! | #VALUE! | #VALUE! | #VALUE! | #VALUE! | #VALUE! | #DIV/0! | #DIV/0! | #DIV/0! | #DIV/0!
| 37987 | 37956.5625 | 48 | 1430.5625 | 1461 | 1887.125 | #DIV/0! | #DIV/0! | #DIV/0! | #DIV/0! | 9.2935 | #DIV/0! | #VALUE! | #VALUE! | #VALUE! | #VALUE! | #VALUE! | #DIV/0! | #DIV/0! | #DIV/0! | #DIV/0!
| 38017.4375 | 37987 | 49 | 1461 | 1491.4375 | 1856.6875 | #DIV/0! | #DIV/0! | #DIV/0! | #DIV/0! | 6.6841 | #DIV/0! | #VALUE! | #VALUE! | #VALUE! | #VALUE! | #VALUE! | #DIV/0! | #DIV/0! | #DIV/0! | #DIV/0!
| 38047.875 | 38017.4375 | 50 | 1491.4375 | 1521.875 | 1826.25 | #DIV/0! | #DIV/0! | #DIV/0! | #DIV/0! | 5.3835 | #DIV/0! | #VALUE! | #VALUE! | #VALUE! | #VALUE! | #VALUE! | #DIV/0! | #DIV/0! | #DIV/0! | #DIV/0!
| 38078.3125 | 38047.875 | 51 | 1521.875 | 1552.3125 | 1795.8125 | #DIV/0! | #DIV/0! | #DIV/0! | #DIV/0! | 5.7407 | #DIV/0! | #VALUE! | #VALUE! | #VALUE! | #VALUE! | #VALUE! | #DIV/0! | #DIV/0! | #DIV/0! | #DIV/0!
| 38108.75 | 38078.3125 | 52 | 1552.3125 | 1582.75 | 1765.375 | #DIV/0! | #DIV/0! | #DIV/0! | #DIV/0! | 7.6597 | #DIV/0! | #VALUE! | #VALUE! | #VALUE! | #VALUE! | #VALUE! | #DIV/0! | #DIV/0! | #DIV/0! | #DIV/0!
| 38139.1875 | 38108.75 | 53 | 1582.75 | 1613.1875 | 1734.9375 | #DIV/0! | #DIV/0! | #DIV/0! | #DIV/0! | 10.6258 | #DIV/0! | #VALUE! | #VALUE! | #VALUE! | #VALUE! | #VALUE! | #DIV/0! | #DIV/0! | #DIV/0! | #DIV/0!
| 38169.625 | 38139.1875 | 54 | 1613.1875 | 1643.625 | 1704.5 | #DIV/0! | #DIV/0! | #DIV/0! | #DIV/0! | 13.843 | #DIV/0! | #VALUE! | #VALUE! | #VALUE! | #VALUE! | #VALUE! | #DIV/0! | #DIV/0! | #DIV/0! | #DIV/0!
| 38200.0625 | 38169.625 | 55 | 1643.625 | 1674.0625 | 1674.0625 | #DIV/0! | #DIV/0! | #DIV/0! | #DIV/0! | 16.4483 | #DIV/0! | #VALUE! | #VALUE! | #VALUE! | #VALUE! | #VALUE! | #DIV/0! | #DIV/0! | #DIV/0! | #DIV/0!
| 38230.5 | 38200.0625 | 56 | 1674.0625 | 1704.5 | 1643.625 | #DIV/0! | #DIV/0! | #DIV/0! | #DIV/0! | 17.7425 | #DIV/0! | #VALUE! | #VALUE! | #VALUE! | #VALUE! | #VALUE! | #DIV/0! | #DIV/0! | #DIV/0! | #DIV/0!
| 38260.9375 | 38230.5 | 57 | 1704.5 | 1734.9375 | 1613.1875 | #DIV/0! | #DIV/0! | #DIV/0! | #DIV/0! | 17.3784 | #DIV/0! | #VALUE! | #VALUE! | #VALUE! | #VALUE! | #VALUE! | #DIV/0! | #DIV/0! | #DIV/0! | #DIV/0!
| 38291.375 | 38260.9375 | 58 | 1734.9375 | 1765.375 | 1582.75 | #DIV/0! | #DIV/0! | #DIV/0! | #DIV/0! | 15.4538 | #DIV/0! | #VALUE! | #VALUE! | #VALUE! | #VALUE! | #VALUE! | #DIV/0! | #DIV/0! | #DIV/0! | #DIV/0!
| 38321.8125 | 38291.375 | 59 | 1765.375 | 1795.8125 | 1552.3125 | #DIV/0! | #DIV/0! | #DIV/0! | #DIV/0! | 12.4849 | #DIV/0! | #VALUE! | #VALUE! | #VALUE! | #VALUE! | #VALUE! | #DIV/0! | #DIV/0! | #DIV/0! | #DIV/0!
| 38352.25 | 38321.8125 | 60 | 1795.8125 | 1826.25 | 1521.875 | #DIV/0! | #DIV/0! | #DIV/0! | #DIV/0! | 9.2684 | #DIV/0! | #VALUE! | #VALUE! | #VALUE! | #VALUE! | #VALUE! | #DIV/0! | #DIV/0! | #DIV/0! | #DIV/0!
| 38382.6875 | 38352.25 | 61 | 1826.25 | 1856.6875 | 1491.4375 | #DIV/0! | #DIV/0! | #DIV/0! | #DIV/0! | 6.6674 | #DIV/0! | #VALUE! | #VALUE! | #VALUE! | #VALUE! | #VALUE! | #DIV/0! | #DIV/0! | #DIV/0! | #DIV/0!
| 38413.125 | 38382.6875 | 62 | 1856.6875 | 1887.125 | 1461 | #DIV/0! | #DIV/0! | #DIV/0! | #DIV/0! | 5.3795 | #DIV/0! | #VALUE! | #VALUE! | #VALUE! | #VALUE! | #VALUE! | #DIV/0! | #DIV/0! | #DIV/0! | #DIV/0!
| 38443.5625 | 38413.125 | 63 | 1887.125 | 1917.5625 | 1430.5625 | #DIV/0! | #DIV/0! | #DIV/0! | #DIV/0! | 5.7505 | #DIV/0! | #VALUE! | #VALUE! | #VALUE! | #VALUE! | #VALUE! | #DIV/0! | #DIV/0! | #DIV/0! | #DIV/0!
| 38474 | 38443.5625 | 64 | 1917.5625 | 1948 | 1400.125 | #DIV/0! | #DIV/0! | #DIV/0! | #DIV/0! | 7.6808 | #DIV/0! | #VALUE! | #VALUE! | #VALUE! | #VALUE! | #VALUE! | #DIV/0! | #DIV/0! | #DIV/0! | #DIV/0!
| 38504.4375 | 38474 | 65 | 1948 | 1978.4375 | 1369.6875 | #DIV/0! | #DIV/0! | #DIV/0! | #DIV/0! | 10.6524 | #DIV/0! | #VALUE! | #VALUE! | #VALUE! | #VALUE! | #VALUE! | #DIV/0! | #DIV/0! | #DIV/0! | #DIV/0!
| 38534.875 | 38504.4375 | 66 | 1978.4375 | 2008.875 | 1339.25 | #DIV/0! | #DIV/0! | #DIV/0! | #DIV/0! | 13.8681 | #DIV/0! | #VALUE! | #VALUE! | #VALUE! | #VALUE! | #VALUE! | #DIV/0! | #DIV/0! | #DIV/0! | #DIV/0!
| 38565.3125 | 38534.875 | 67 | 2008.875 | 2039.3125 | 1308.8125 | #DIV/0! | #DIV/0! | #DIV/0! | #DIV/0! | 16.465 | #DIV/0! | #VALUE! | #VALUE! | #VALUE! | #VALUE! | #VALUE! | #DIV/0! | #DIV/0! | #DIV/0! | #DIV/0!
| 38595.75 | 38565.3125 | 68 | 2039.3125 | 2069.75 | 1278.375 | #DIV/0! | #DIV/0! | #DIV/0! | #DIV/0! | 17.7464 | #DIV/0! | #VALUE! | #VALUE! | #VALUE! | #VALUE! | #VALUE! | #DIV/0! | #DIV/0! | #DIV/0! | #DIV/0!
| 38626.1875 | 38595.75 | 69 | 2069.75 | 2100.1875 | 1247.9375 | #DIV/0! | #DIV/0! | #DIV/0! | #DIV/0! | 17.3685 | #DIV/0! | #VALUE! | #VALUE! | #VALUE! | #VALUE! | #VALUE! | #DIV/0! | #DIV/0! | #DIV/0! | #DIV/0!
| 38656.625 | 38626.1875 | 70 | 2100.1875 | 2130.625 | 1217.5 | #DIV/0! | #DIV/0! | #DIV/0! | #DIV/0! | 15.4327 | #DIV/0! | #VALUE! | #VALUE! | #VALUE! | #VALUE! | #VALUE! | #DIV/0! | #DIV/0! | #DIV/0! | #DIV/0!
| 38687.0625 | 38656.625 | 71 | 2130.625 | 2161.0625 | 1187.0625 | #DIV/0! | #DIV/0! | #DIV/0! | #DIV/0! | 12.4583 | #DIV/0! | #VALUE! | #VALUE! | #VALUE! | #VALUE! | #VALUE! | #DIV/0! | #DIV/0! | #DIV/0! | #DIV/0!
| 38717.5 | 38687.0625 | 72 | 2161.0625 | 2191.5 | 1156.625 | #DIV/0! | #DIV/0! | #DIV/0! | #DIV/0! | 9.2434 | #DIV/0! | #VALUE! | #VALUE! | #VALUE! | #VALUE! | #VALUE! | #DIV/0! | #DIV/0! | #DIV/0! | #DIV/0!
| 38747.9375 | 38717.5 | 73 | 2191.5 | 2221.9375 | 1126.1875 | #DIV/0! | #DIV/0! | #DIV/0! | #DIV/0! | 6.6507 | #DIV/0! | #VALUE! | #VALUE! | #VALUE! | #VALUE! | #VALUE! | #DIV/0! | #DIV/0! | #DIV/0! | #DIV/0!
| 38778.375 | 38747.9375 | 74 | 2221.9375 | 2252.375 | 1095.75 | #DIV/0! | #DIV/0! | #DIV/0! | #DIV/0! | 5.3756 | #DIV/0! | #VALUE! | #VALUE! | #VALUE! | #VALUE! | #VALUE! | #DIV/0! | #DIV/0! | #DIV/0! | #DIV/0!
| 38808.8125 | 38778.375 | 75 | 2252.375 | 2282.8125 | 1065.3125 | #DIV/0! | #DIV/0! | #DIV/0! | #DIV/0! | 5.7605 | #DIV/0! | #VALUE! | #VALUE! | #VALUE! | #VALUE! | #VALUE! | #DIV/0! | #DIV/0! | #DIV/0! | #DIV/0!
| 38839.25 | 38808.8125 | 76 | 2282.8125 | 2313.25 | 1034.875 | #DIV/0! | #DIV/0! | #DIV/0! | #DIV/0! | 7.7019 | #DIV/0! | #VALUE! | #VALUE! | #VALUE! | #VALUE! | #VALUE! | #DIV/0! | #DIV/0! | #DIV/0! | #DIV/0!
| 38869.6875 | 38839.25 | 77 | 2313.25 | 2343.6875 | 1004.4375 | #DIV/0! | #DIV/0! | #DIV/0! | #DIV/0! | 10.679 | #DIV/0! | #VALUE! | #VALUE! | #VALUE! | #VALUE! | #VALUE! | #DIV/0! | #DIV/0! | #DIV/0! | #DIV/0!
| 38900.125 | 38869.6875 | 78 | 2343.6875 | 2374.125 | 974 | #DIV/0! | #DIV/0! | #DIV/0! | #DIV/0! | 13.893 | #DIV/0! | #VALUE! | #VALUE! | #VALUE! | #VALUE! | #VALUE! | #DIV/0! | #DIV/0! | #DIV/0! | #DIV/0!
| 38930.5625 | 38900.125 | 79 | 2374.125 | 2404.5625 | 943.5625 | #DIV/0! | #DIV/0! | #DIV/0! | #DIV/0! | 16.4816 | #DIV/0! | #VALUE! | #VALUE! | #VALUE! | #VALUE! | #VALUE! | #DIV/0! | #DIV/0! | #DIV/0! | #DIV/0!
| 38961 | 38930.5625 | 80 | 2404.5625 | 2435 | 913.125 | #DIV/0! | #DIV/0! | #DIV/0! | #DIV/0! | 17.7503 | #DIV/0! | #VALUE! | #VALUE! | #VALUE! | #VALUE! | #VALUE! | #DIV/0! | #DIV/0! | #DIV/0! | #DIV/0!
| 38991.4375 | 38961 | 81 | 2435 | 2465.4375 | 882.6875 | #DIV/0! | #DIV/0! | #DIV/0! | #DIV/0! | 17.3585 | #DIV/0! | #VALUE! | #VALUE! | #VALUE! | #VALUE! | #VALUE! | #DIV/0! | #DIV/0! | #DIV/0! | #DIV/0!
| 39021.875 | 38991.4375 | 82 | 2465.4375 | 2495.875 | 852.25 | #DIV/0! | #DIV/0! | #DIV/0! | #DIV/0! | 15.4115 | #DIV/0! | #VALUE! | #VALUE! | #VALUE! | #VALUE! | #VALUE! | #DIV/0! | #DIV/0! | #DIV/0! | #DIV/0!
| 39052.3125 | 39021.875 | 83 | 2495.875 | 2526.3125 | 821.8125 | #DIV/0! | #DIV/0! | #DIV/0! | #DIV/0! | 12.4317 | #DIV/0! | #VALUE! | #VALUE! | #VALUE! | #VALUE! | #VALUE! | #DIV/0! | #DIV/0! | #DIV/0! | #DIV/0!
| 39082.75 | 39052.3125 | 84 | 2526.3125 | 2556.75 | 791.375 | #DIV/0! | #DIV/0! | #DIV/0! | #DIV/0! | 9.2185 | #DIV/0! | #VALUE! | #VALUE! | #VALUE! | #VALUE! | #VALUE! | #DIV/0! | #DIV/0! | #DIV/0! | #DIV/0!
| 39113.1875 | 39082.75 | 85 | 2556.75 | 2587.1875 | 760.9375 | #DIV/0! | #DIV/0! | #DIV/0! | #DIV/0! | 6.6341 | #DIV/0! | #VALUE! | #VALUE! | #VALUE! | #VALUE! | #VALUE! | #DIV/0! | #DIV/0! | #DIV/0! | #DIV/0!
| 39143.625 | 39113.1875 | 86 | 2587.1875 | 2617.625 | 730.5 | #DIV/0! | #DIV/0! | #DIV/0! | #DIV/0! | 5.3719 | #DIV/0! | #VALUE! | #VALUE! | #VALUE! | #VALUE! | #VALUE! | #DIV/0! | #DIV/0! | #DIV/0! | #DIV/0!
| 39174.0625 | 39143.625 | 87 | 2617.625 | 2648.0625 | 700.0625 | #DIV/0! | #DIV/0! | #DIV/0! | #DIV/0! | 5.7705 | #DIV/0! | #VALUE! | #VALUE! | #VALUE! | #VALUE! | #VALUE! | #DIV/0! | #DIV/0! | #DIV/0! | #DIV/0!
| 39204.5 | 39174.0625 | 88 | 2648.0625 | 2678.5 | 669.625 | #DIV/0! | #DIV/0! | #DIV/0! | #DIV/0! | 7.7231 | #DIV/0! | #VALUE! | #VALUE! | #VALUE! | #VALUE! | #VALUE! | #DIV/0! | #DIV/0! | #DIV/0! | #DIV/0!
| 39234.9375 | 39204.5 | 89 | 2678.5 | 2708.9375 | 639.1875 | #DIV/0! | #DIV/0! | #DIV/0! | #DIV/0! | 10.7056 | #DIV/0! | #VALUE! | #VALUE! | #VALUE! | #VALUE! | #VALUE! | #DIV/0! | #DIV/0! | #DIV/0! | #DIV/0!
| 39265.375 | 39234.9375 | 90 | 2708.9375 | 2739.375 | 608.75 | #DIV/0! | #DIV/0! | #DIV/0! | #DIV/0! | 13.918 | #DIV/0! | #VALUE! | #VALUE! | #VALUE! | #VALUE! | #VALUE! | #DIV/0! | #DIV/0! | #DIV/0! | #DIV/0!
| 39295.8125 | 39265.375 | 91 | 2739.375 | 2769.8125 | 578.3125 | #DIV/0! | #DIV/0! | #DIV/0! | #DIV/0! | 16.4982 | #DIV/0! | #VALUE! | #VALUE! | #VALUE! | #VALUE! | #VALUE! | #DIV/0! | #DIV/0! | #DIV/0! | #DIV/0!
| 39326.25 | 39295.8125 | 92 | 2769.8125 | 2800.25 | 547.875 | #DIV/0! | #DIV/0! | #DIV/0! | #DIV/0! | 17.754 | #DIV/0! | #VALUE! | #VALUE! | #VALUE! | #VALUE! | #VALUE! | #DIV/0! | #DIV/0! | #DIV/0! | #DIV/0!
| 39356.6875 | 39326.25 | 93 | 2800.25 | 2830.6875 | 517.4375 | #DIV/0! | #DIV/0! | #DIV/0! | #DIV/0! | 17.3484 | #DIV/0! | #VALUE! | #VALUE! | #VALUE! | #VALUE! | #VALUE! | #DIV/0! | #DIV/0! | #DIV/0! | #DIV/0!
| 39387.125 | 39356.6875 | 94 | 2830.6875 | 2861.125 | 487 | #DIV/0! | #DIV/0! | #DIV/0! | #DIV/0! | 15.3903 | #DIV/0! | #VALUE! | #VALUE! | #VALUE! | #VALUE! | #VALUE! | #DIV/0! | #DIV/0! | #DIV/0! | #DIV/0!
| 39417.5625 | 39387.125 | 95 | 2861.125 | 2891.5625 | 456.5625 | #DIV/0! | #DIV/0! | #DIV/0! | #DIV/0! | 12.405 | #DIV/0! | #VALUE! | #VALUE! | #VALUE! | #VALUE! | #VALUE! | #DIV/0! | #DIV/0! | #DIV/0! | #DIV/0!
| 39448 | 39417.5625 | 96 | 2891.5625 | 2922 | 426.125 | #DIV/0! | #DIV/0! | #DIV/0! | #DIV/0! | 9.1936 | #DIV/0! | #VALUE! | #VALUE! | #VALUE! | #VALUE! | #VALUE! | #DIV/0! | #DIV/0! | #DIV/0! | #DIV/0!
| 39478.4375 | 39448 | 97 | 2922 | 2952.4375 | 395.6875 | #DIV/0! | #DIV/0! | #DIV/0! | #DIV/0! | 6.6176 | #DIV/0! | #VALUE! | #VALUE! | #VALUE! | #VALUE! | #VALUE! | #DIV/0! | #DIV/0! | #DIV/0! | #DIV/0!
| 39508.875 | 39478.4375 | 98 | 2952.4375 | 2982.875 | 365.25 | #DIV/0! | #DIV/0! | #DIV/0! | #DIV/0! | 5.3682 | #DIV/0! | #VALUE! | #VALUE! | #VALUE! | #VALUE! | #VALUE! | #DIV/0! | #DIV/0! | #DIV/0! | #DIV/0!
| 39539.3125 | 39508.875 | 99 | 2982.875 | 3013.3125 | 334.8125 | #DIV/0! | #DIV/0! | #DIV/0! | #DIV/0! | 5.7807 | #DIV/0! | #VALUE! | #VALUE! | #VALUE! | #VALUE! | #VALUE! | #DIV/0! | #DIV/0! | #DIV/0! | #DIV/0!
| 39569.75 | 39539.3125 | 100 | 3013.3125 | 3043.75 | 304.375 | #DIV/0! | #DIV/0! | #DIV/0! | #DIV/0! | 7.7443 | #DIV/0! | #VALUE! | #VALUE! | #VALUE! | #VALUE! | #VALUE! | #DIV/0! | #DIV/0! | #DIV/0! | #DIV/0!
| 39600.1875 | 39569.75 | 101 | 3043.75 | 3074.1875 | 273.9375 | #DIV/0! | #DIV/0! | #DIV/0! | #DIV/0! | 10.7323 | #DIV/0! | #VALUE! | #VALUE! | #VALUE! | #VALUE! | #VALUE! | #DIV/0! | #DIV/0! | #DIV/0! | #DIV/0!
| 39630.625 | 39600.1875 | 102 | 3074.1875 | 3104.625 | 243.5 | #DIV/0! | #DIV/0! | #DIV/0! | #DIV/0! | 13.9429 | #DIV/0! | #VALUE! | #VALUE! | #VALUE! | #VALUE! | #VALUE! | #DIV/0! | #DIV/0! | #DIV/0! | #DIV/0!
| 39661.0625 | 39630.625 | 103 | 3104.625 | 3135.0625 | 213.0625 | #DIV/0! | #DIV/0! | #DIV/0! | #DIV/0! | 16.5146 | #DIV/0! | #VALUE! | #VALUE! | #VALUE! | #VALUE! | #VALUE! | #DIV/0! | #DIV/0! | #DIV/0! | #DIV/0!
| 39691.5 | 39661.0625 | 104 | 3135.0625 | 3165.5 | 182.625 | #DIV/0! | #DIV/0! | #DIV/0! | #DIV/0! | 17.7576 | #DIV/0! | #VALUE! | #VALUE! | #VALUE! | #VALUE! | #VALUE! | #DIV/0! | #DIV/0! | #DIV/0! | #DIV/0!
| 39721.9375 | 39691.5 | 105 | 3165.5 | 3195.9375 | 152.1875 | #DIV/0! | #DIV/0! | #DIV/0! | #DIV/0! | 17.3382 | #DIV/0! | #VALUE! | #VALUE! | #VALUE! | #VALUE! | #VALUE! | #DIV/0! | #DIV/0! | #DIV/0! | #DIV/0!
| 39752.375 | 39721.9375 | 106 | 3195.9375 | 3226.375 | 121.75 | #DIV/0! | #DIV/0! | #DIV/0! | #DIV/0! | 15.369 | #DIV/0! | #VALUE! | #VALUE! | #VALUE! | #VALUE! | #VALUE! | #DIV/0! | #DIV/0! | #DIV/0! | #DIV/0!
| 39782.8125 | 39752.375 | 107 | 3226.375 | 3256.8125 | 91.3125 | #DIV/0! | #DIV/0! | #DIV/0! | #DIV/0! | 12.3784 | #DIV/0! | #VALUE! | #VALUE! | #VALUE! | #VALUE! | #VALUE! | #DIV/0! | #DIV/0! | #DIV/0! | #DIV/0!
| 39813.25 | 39782.8125 | 108 | 3256.8125 | 3287.25 | 60.875 | #DIV/0! | #DIV/0! | #DIV/0! | #DIV/0! | 9.1687 | #DIV/0! | #VALUE! | #VALUE! | #VALUE! | #VALUE! | #VALUE! | #DIV/0! | #DIV/0! | #DIV/0! | #DIV/0!
| 39843.6875 | 39813.25 | 109 | 3287.25 | 3317.6875 | 30.4375 | #DIV/0! | #DIV/0! | #DIV/0! | #DIV/0! | [7 empty] | #DIV/0! | #DIV/0! | #DIV/0! | #DIV/0!
|  |  |  | Exzentrität |  | b | #DIV/0!
|  |  |  | Konduktivität |  | σ | -1
|  |  |  | Strömungsquerschnitt DU |  | A du | 0
|  |  |  | Ström-Geschwindigekeit DU |  | vs du | #DIV/0!
|  |  |  | Reynoldszahl Sole Doppel-U |  | Re du | #DIV/0!
|  |  |  | Faktor DU |  | ξ du | #DIV/0!
|  |  |  | Faktor K1 Doppel-U |  | K1 du | #DIV/0!
|  |  |  | Nusselt Doppel-U |  | Nu du | #DIV/0!
|  |  |  | WÜK Doppel-U |  | α du | #DIV/0!
|  |  |  | Widerstand Sondenrohrwand Doppel-U |  | Rs du | #DIV/0!
|  |  |  | Faktor beta Doppel-U |  | β du | #DIV/0!
|  |  |  | Prandtlzahl |  | Pr | 42.7917
|  |  |  | Faktor K2 |  | K2 | 12.2146
|  |  |  | Reynoldszahl Sole Koax innen |  | Re ki | #DIV/0!
|  |  |  | Faktor Koax innen |  | ξ ki | #DIV/0!
|  |  |  | Faktor K1 Koax innen |  | K1 ki | #DIV/0!
|  |  |  | Nusselt Koax innen |  | Nu ki | #DIV/0!
|  |  |  | WÜK Koax innen |  | α ki | #DIV/0!
|  |  |  | Strömungsquerschnitt KA außen |  | A ka | 0
|  |  |  | Ström-Geschwindigkeit KA außen |  | vs ka | #DIV/0!
|  |  |  | Reynoldszahl Sole Koax außen |  | Re ka | #DIV/0!
|  |  |  | Faktor Koax außen |  | ξ ka | #DIV/0!
|  |  |  | Faktor K1 Koax außen |  | K1 ka | #DIV/0!
|  |  |  | Nusselt Koax außen |  | Nu ka | #DIV/0!
|  |  |  | WÜK Koax außen |  | α ka | #DIV/0!
|  |  |  | Reynoldszahl Sole Koax 0 |  | Re k0 | #DIV/0!
|  |  |  | Faktor Koax 0 |  | ξ k0 | #DIV/0!
|  |  |  | Faktor K1 Koax 0 |  | K1 k0 | #DIV/0!
|  |  |  | Nusselt Koax 0 |  | Nu k0 | #DIV/0!
|  |  |  | WÜK Koax 0 |  | α k0 | #DIV/0!
[7 empty] | A | B
[7 empty] | Double-U | Coaxial
|  |  |  | Interner Bohrlochwiderstand (Hellström) |  | Ra | #DIV/0! | #DIV/0! | Km/W
|  |  |  | Borhlochwiderstand (Hellström) |  | Rb | #DIV/0! | #DIV/0! | Km/W
HGHX
| HGHX | Operation hours of the heat pump |  |  |  |  | hours
|  | thermal conductivity of the ground |  | λg |  | 2 | W/(mK)
|  | Extracted power (mean) |  | Qdot |  | #VALUE! | W
|  | depth of pipe |  | z_pipe |  | 0 | m
|  | ground water depth |  | z_gw |  | 0 | m
|  | Distance between the pipes |  | D |  | 0 | m
|  | halb distance between the pipes |  | D/2 |  | 0 | m
|  | Length of the pipe |  | L_loop |  | 10 | m
|  | number of pipes |  | n |  | #DIV/0!
| Fluid properties | density |  | ρf |  | 1052 | kg/m³
|  | dynamic viskosity |  | ηf |  | 0.0052 | kg/(ms)
|  | heat capacity |  | cpf |  | 3950 | J/(kgK)
|  | thermal conductivity |  | λf |  | 0.48 | W/(mK)
|  | mass flow of the fluid |  | mdot_fluid |  | 0 | kg/s
Calculation of U-value for HGHX
|  | inner diameter of the pipe |  | d_i |  | 0 | m
|  | outer diameter of the pipe |  | d_e |  | 0 | m
|  | thermal conductivity of pipe |  | λp |  | 0 | W/(mK)
|  | velocity |  | w |  | #DIV/0! | m/s
|  |  |  | Rt(w=0) |  | #DIV/0! | m2*K/W
|  | Prandtl number |  | Pr |  | 42.7917
|  | Renolds number |  | Re |  | #DIV/0!
5 cases of calculation of Nusselt number
[6 empty] | 1 | 2 | 3 | 4 |  | 5
[10 empty] | gamma | #DIV/0!
[10 empty] | NU_m_L | 3.66
|  |  |  | Pe |  | #DIV/0! |  |  |  | z_T | 0.030952
|  |  |  | X |  | #DIV/0! |  | z | #DIV/0! | NU_m_T | 167.6643
|  |  |  | Nu |  | #DIV/0! | #DIV/0! | #DIV/0! | #DIV/0! |  | #DIV/0!
|  |  |  | Nu_(Re,Pr) |  | #DIV/0! | #DIV/0!
|  |  |  | hi |  | #DIV/0!
|  |  |  | Rsi |  | #DIV/0! | m2*K/W
|  |  |  | Rt |  | #DIV/0! | m2*K/W
|  | Resistance of fluid and pipe |  | R_fluid |  | #DIV/0!
|  |  |  | U_f |  | #DIV/0! | W/m2K
|  | Resistance of the ground |  | Rg |  | 0 | m2*K/W
|  | Total resistance |  | R |  | #DIV/0! | m2*K/W
|  | Total U-value |  | U |  | #DIV/0! | W/m2K
|  | Area of the pipes |  | A_mantle |  | #DIV/0! | m2
|  | Ground area |  | A_surface |  | 0 | m2
|  | Extracted power (mean)/ m2 |  | qdot |  | #VALUE! | W/m2
|  | Specific extracted power |  | Qdot/A_surf |  | #VALUE! | W/m2
|  | Reference extracted power |  | qdot _reference |  | 72.03 | W/m2
|  | Punishment of Δθ with reference qdot |  | Δθ |  | 2.7893 | K
Results
|  | Final punishment of Δθ |  | final: Δθ= Δθref*qdot_f/qdot_ref |  | #VALUE! | K
|  |  |  | UA |  | #DIV/0! | W/K
Look up tables
[5 empty] | qdot_ref= | 72.03 | W/m2 |  |  | z / [m] | 3 |  |  |  | z / [m] | 5 |  |  |  | z / [m] | 9 |  |  |  | z / [m] | adiabatic
Inside the tables
[5 empty] | the values are teta_av_g-teta_end |  |  |  | 1 | 2 | 3 | 4 | 5 | 1 | 2 | 3 | 4 | 5 | 1 | 2 | 3 | 4 | 5 | 1 | 2 | 3 | 4 | 5
[5 empty] | teta_av_g= | 10.0649 | °C |  | 1: z_pipe / [m]; 1: z_pipe / [m]; 1: z_pipe / [m]; 1: z_pipe / [m]
[9 empty] | 0.5 | 1 | 1.5 | 2 | 2.5 | 0.5 | 1 | 1.5 | 2 | 2.5 | 0.5 | 1 | 1.5 | 2 | 2.5 | 0.5 | 1 | 1.5 | 2 | 2.5
[6 empty] | 1 | D/2 / [m] | 0.05 | 29.8257 | 47.0769 | 52.955 | 47.0838 | 29.8452 | 32.2968 | 56.217 | 75.9577 | 86.8097 | 90.4507 | 34.2709 | 62.9363 | 87.9774 | 112.735 | 121.3312 | 36.025 | 70.9185 | 108.8094 | 145.06 | 181.3842
[6 empty] | 2 |  | 0.1 | 15.8905 | 24.9239 | 27.9377 | 24.933 | 15.9086 | 17.1101 | 29.6435 | 37.6893 | 43.0459 | 44.8421 | 17.9118 | 33.0028 | 45.8829 | 57.0158 | 64.4872 | 18.9585 | 36.9487 | 54.0486 | 72.1014 | 90.2181
[6 empty] | 3 |  | 0.15 | 11.3104 | 17.2881 | 19.3521 | 17.3022 | 11.3285 | 12.1205 | 20.5642 | 26.5963 | 30.2165 | 31.425 | 12.6576 | 22.7175 | 30.641 | 37.9443 | 44.7646 | 13.3504 | 25.4351 | 37.5196 | 49.6035 | 61.687
[6 empty] | 4 |  | 0.2 | 9.121 | 13.6282 | 15.1574 | 13.6367 | 9.1374 | 9.7271 | 16.0528 | 20.5887 | 23.3055 | 24.2129 | 10.1301 | 17.6761 | 24.2145 | 28.8349 | 33.8271 | 10.65 | 19.7077 | 28.7842 | 37.8509 | 46.917
[6 empty] | 5 |  | 0.3 | 7.0689 | 10.0887 | 11.0983 | 10.0978 | 7.087 | 7.4719 | 11.6776 | 14.6997 | 16.5197 | 17.1363 | 7.741 | 12.7726 | 17.1324 | 20.8236 | 23.8429 | 8.0893 | 14.1189 | 20.1711 | 26.2275 | 32.2867
[5 empty] | λ / [W/mK] | 6 |  | 0.4 | 6.1411 | 8.408 | 9.1667 | 8.417 | 6.159 | 6.4426 | 9.6141 | 11.88 | 13.2405 | 13.6959 | 6.6443 | 10.4193 | 13.673 | 16.4601 | 18.7156 | 6.9079 | 11.4496 | 15.9905 | 20.5309 | 25.071
[5 empty] | 1 | 7 |  | 0.5 | 5.6413 | 7.4579 | 8.0658 | 7.4669 | 5.6594 | 5.8822 | 8.4222 | 10.2358 | 11.325 | 11.6898 | 6.0434 | 9.0664 | 11.6671 | 13.8825 | 15.6832 | 6.2564 | 9.8945 | 13.5302 | 17.1655 | 20.8002
[6 empty] | 8 |  | 0.6 | 5.3438 | 6.8631 | 7.3703 | 6.872 | 5.3619 | 5.5445 | 7.6663 | 9.1781 | 10.0866 | 10.3913 | 5.6789 | 8.203 | 10.3855 | 12.2325 | 13.7439 | 5.858 | 8.8967 | 11.9286 | 14.9606 | 17.9922
[6 empty] | 9 |  | 0.8 | 5.0295 | 6.1881 | 6.5705 | 6.1972 | 5.0476 | 5.1796 | 6.7899 | 7.9252 | 8.6075 | 8.8366 | 5.2803 | 7.1923 | 8.8307 | 10.2168 | 11.351 | 5.4174 | 7.718 | 9.9961 | 12.2737 | 14.5507
[6 empty] | 10 |  | 1 | 4.8814 | 5.8399 | 6.1483 | 5.849 | 4.8994 | 5.001 | 6.3207 | 7.2313 | 7.778 | 7.9617 | 5.0817 | 6.6427 | 7.9559 | 9.0654 | 9.9736 | 5.1934 | 7.0674 | 8.8945 | 10.7197 | 12.5438
[6 empty] | 11 |  | 1.5 | 4.745 | 5.4867 | 5.7062 | 5.4958 | 4.7631 | 4.8245 | 5.8068 | 6.4293 | 6.7965 | 6.9204 | 4.8782 | 6.0211 | 6.9119 | 7.6546 | 8.2612 | 4.9564 | 6.3119 | 7.549 | 8.7722 | 9.9935
[6 empty] | 12 |  | 2 | 4.7078 | 5.381 | 5.5689 | 5.3901 | 4.7258 | 4.7673 | 5.6221 | 6.1187 | 6.4017 | 6.4966 | 4.8075 | 5.7828 | 6.4806 | 7.0452 | 7.5022 | 4.869 | 6.0064 | 6.9668 | 7.8946 | 8.8161
[6 empty] | 1 | D/2 / [m] | 0.05 | 14.902 | 23.5302 | 26.4716 | 23.5382 | 14.9209 | 16.137 | 28.0992 | 37.9714 | 43.3991 | 45.2211 | 17.124 | 31.4588 | 43.9811 | 56.3615 | 60.6611 | 18.0067 | 35.461 | 54.4139 | 72.5464 | 90.7155
[6 empty] | 2 |  | 0.1 | 7.9344 | 12.4537 | 13.963 | 12.4628 | 7.9525 | 8.5437 | 14.8124 | 18.8372 | 21.5172 | 22.4168 | 8.9445 | 16.492 | 22.9339 | 28.502 | 32.2391 | 9.4735 | 18.4761 | 27.0334 | 36.0671 | 45.1324
[6 empty] | 3 |  | 0.15 | 5.6444 | 8.6358 | 9.6702 | 8.6474 | 5.6625 | 6.049 | 10.2728 | 13.2907 | 15.1025 | 15.7082 | 6.3175 | 11.3494 | 15.3129 | 18.9662 | 22.3778 | 6.6694 | 12.7193 | 18.769 | 24.8181 | 30.8669
[6 empty] | 4 |  | 0.2 | 4.5497 | 6.8058 | 7.5728 | 6.8146 | 4.5669 | 4.8523 | 8.0171 | 10.2869 | 11.647 | 12.1021 | 5.0537 | 8.8287 | 12.0997 | 14.4115 | 16.909 | 5.3193 | 9.8556 | 14.4013 | 18.9418 | 23.4819
[6 empty] | 5 |  | 0.3 | 3.5237 | 5.0361 | 5.5432 | 5.0452 | 3.5417 | 3.7246 | 5.8295 | 7.3424 | 8.2541 | 8.5638 | 3.8592 | 6.3769 | 8.5587 | 10.4059 | 11.917 | 4.0389 | 7.0612 | 10.0947 | 13.1301 | 16.1667
[5 empty] | λ / [W/mK] | 6 |  | 0.4 | 3.0598 | 4.1958 | 4.5774 | 4.2048 | 3.0777 | 3.21 | 4.7978 | 5.9326 | 6.6145 | 6.8437 | 3.3108 | 5.2003 | 6.829 | 8.2241 | 9.3533 | 3.4482 | 5.7266 | 8.0044 | 10.2818 | 12.5589
[5 empty] | 2 | 7 |  | 0.5 | 2.8099 | 3.7207 | 4.027 | 3.7297 | 2.8279 | 2.9298 | 4.2018 | 5.1105 | 5.6567 | 5.8406 | 3.0104 | 4.5239 | 5.826 | 6.9353 | 7.8371 | 3.1225 | 4.949 | 6.7743 | 8.5991 | 10.4235
[6 empty] | 8 |  | 0.6 | 2.6611 | 3.4233 | 3.6793 | 3.4323 | 2.6792 | 2.7609 | 3.8239 | 4.5816 | 5.0375 | 5.1914 | 2.8281 | 4.0922 | 5.1852 | 6.1104 | 6.8675 | 2.9233 | 4.4501 | 5.9735 | 7.4967 | 9.0194
[6 empty] | 9 |  | 0.8 | 2.504 | 3.0858 | 3.2793 | 3.0949 | 2.522 | 2.5785 | 3.3857 | 3.9552 | 4.298 | 4.414 | 2.6288 | 3.5868 | 4.4078 | 5.1025 | 5.671 | 2.703 | 3.8608 | 5.0072 | 6.1532 | 7.2987
[6 empty] | 10 |  | 1 | 2.4299 | 2.9117 | 3.0683 | 2.9208 | 2.448 | 2.4892 | 3.151 | 3.6082 | 3.8832 | 3.9765 | 2.5295 | 3.312 | 3.9704 | 4.5268 | 4.9823 | 2.5909 | 3.5355 | 4.4564 | 5.3762 | 6.2953
[6 empty] | 11 |  | 1.5 | 2.3617 | 2.7351 | 2.8472 | 2.7442 | 2.3798 | 2.401 | 2.8941 | 3.2072 | 3.3925 | 3.4559 | 2.4278 | 3.0012 | 3.4484 | 3.8214 | 4.1261 | 2.4725 | 3.1577 | 3.7837 | 4.4025 | 5.0201
[6 empty] | 12 |  | 2 | 2.3431 | 2.6822 | 2.7785 | 2.6913 | 2.3611 | 2.3724 | 2.8018 | 3.0519 | 3.1951 | 3.244 | 2.3924 | 2.8821 | 3.2328 | 3.5167 | 3.7466 | 2.4288 | 3.005 | 3.4926 | 3.9637 | 4.4314
[6 empty] | 1 | D/2 / [m] | 0.05 | 9.9275 | 15.6812 | 17.6438 | 15.6897 | 9.9461 | 10.7505 | 18.7266 | 25.3093 | 28.9289 | 30.1445 | 11.4084 | 20.9662 | 29.3157 | 37.5704 | 40.4378 | 12.0007 | 23.6419 | 36.282 | 48.3752 | 60.4925
[6 empty] | 2 |  | 0.1 | 5.2824 | 8.2969 | 9.3047 | 8.306 | 5.3005 | 5.6883 | 9.8688 | 12.5532 | 14.341 | 14.9417 | 5.9554 | 10.9884 | 15.2842 | 18.9974 | 21.4898 | 6.3118 | 12.3186 | 18.0284 | 24.0556 | 30.1039
[6 empty] | 3 |  | 0.15 | 3.7557 | 5.7517 | 6.4428 | 5.7624 | 3.7738 | 4.0251 | 6.8423 | 8.8555 | 10.0645 | 10.4693 | 4.2041 | 7.56 | 10.2036 | 12.6402 | 14.9155 | 4.4425 | 8.4807 | 12.5188 | 16.5563 | 20.5935
[6 empty] | 4 |  | 0.2 | 3.0259 | 4.5317 | 5.0446 | 4.5406 | 3.0435 | 3.2273 | 5.3386 | 6.853 | 7.7608 | 8.0652 | 3.3616 | 5.8796 | 8.0614 | 9.6037 | 11.2697 | 3.5423 | 6.5716 | 9.607 | 12.6388 | 15.6702
[6 empty] | 5 |  | 0.3 | 2.3419 | 3.3519 | 3.6916 | 3.361 | 2.36 | 2.4756 | 3.8802 | 4.89 | 5.4989 | 5.7064 | 2.5652 | 4.245 | 5.7007 | 6.9333 | 7.9417 | 2.6888 | 4.7087 | 6.7359 | 8.7643 | 10.7934
[5 empty] | λ / [W/mK] | 6 |  | 0.4 | 2.0327 | 2.7917 | 3.0477 | 2.8007 | 2.0506 | 2.1325 | 3.1923 | 3.9501 | 4.4058 | 4.5596 | 2.1996 | 3.4606 | 4.5476 | 5.4788 | 6.2326 | 2.295 | 3.8189 | 5.3424 | 6.8655 | 8.3882
[5 empty] | 3 | 7 |  | 0.5 | 1.866 | 2.4749 | 2.6807 | 2.484 | 1.8841 | 1.9457 | 2.795 | 3.402 | 3.7673 | 3.8909 | 1.9994 | 3.0097 | 3.879 | 4.6196 | 5.2217 | 2.0778 | 3.3006 | 4.5223 | 5.7436 | 6.9646
[6 empty] | 8 |  | 0.6 | 1.7669 | 2.2767 | 2.4489 | 2.2857 | 1.785 | 1.8331 | 2.5431 | 3.0495 | 3.3545 | 3.4581 | 1.8779 | 2.7219 | 3.4518 | 4.0696 | 4.5753 | 1.945 | 2.9679 | 3.9884 | 5.0087 | 6.0285
[6 empty] | 9 |  | 0.8 | 1.6621 | 2.0517 | 2.1823 | 2.0607 | 1.6802 | 1.7115 | 2.2509 | 2.6318 | 2.8615 | 2.9398 | 1.745 | 2.385 | 2.9335 | 3.3977 | 3.7777 | 1.7981 | 2.575 | 3.3443 | 4.1131 | 4.8814
[6 empty] | 10 |  | 1 | 1.6128 | 1.9356 | 2.0416 | 1.9447 | 1.6308 | 1.6519 | 2.0945 | 2.4005 | 2.585 | 2.6482 | 1.6788 | 2.2018 | 2.6419 | 3.0139 | 3.3186 | 1.7235 | 2.3582 | 2.9771 | 3.595 | 4.2124
[6 empty] | 11 |  | 1.5 | 1.5673 | 1.8179 | 1.8942 | 1.827 | 1.5853 | 1.5931 | 1.9232 | 2.1332 | 2.2578 | 2.3011 | 1.611 | 1.9946 | 2.2939 | 2.5437 | 2.7478 | 1.6445 | 2.1063 | 2.5286 | 2.9459 | 3.3623
[6 empty] | 12 |  | 2 | 1.5549 | 1.7826 | 1.8484 | 1.7917 | 1.5729 | 1.5741 | 1.8617 | 2.0297 | 2.1262 | 2.1598 | 1.5874 | 1.9151 | 2.1502 | 2.3405 | 2.4948 | 1.6153 | 2.0045 | 2.3345 | 2.6534 | 2.9698
|  |  |  | Rounded Variables |  | λ / [W/mK] |  | D/2 /[m]
|  |  |  | λ / [W/mK] | 2 | 1 |  | 0.05 | 29.8257 | 47.0769 | 52.955 | 47.0838 | 29.8452 | 32.2968 | 56.217 | 75.9577 | 86.8097 | 90.4507 | 34.2709 | 62.9363 | 87.9774 | 112.735 | 121.3312 | 36.025 | 70.9185 | 108.8094 | 145.06 | 181.3842
|  |  |  | D/2 /[m] | 0.05 | 2 |  | 0.05 | 14.902 | 23.5302 | 26.4716 | 23.5382 | 14.9209 | 16.137 | 28.0992 | 37.9714 | 43.3991 | 45.2211 | 17.124 | 31.4588 | 43.9811 | 56.3615 | 60.6611 | 18.0067 | 35.461 | 54.4139 | 72.5464 | 90.7155
|  |  |  | z_pipe / [m] | 0.5 | 3 |  | 0.05 | 9.9275 | 15.6812 | 17.6438 | 15.6897 | 9.9461 | 10.7505 | 18.7266 | 25.3093 | 28.9289 | 30.1445 | 11.4084 | 20.9662 | 29.3157 | 37.5704 | 40.4378 | 12.0007 | 23.6419 | 36.282 | 48.3752 | 60.4925
|  |  |  | z / [m] | 9
|  |  |  | Accurate z_pipe / [m] | 0 | 2 |  | 0.05 | 14.902 | 23.5302 | 26.4716 | 23.5382 | 14.9209 | 16.137 | 28.0992 | 37.9714 | 43.3991 | 45.2211 | 17.124 | 31.4588 | 43.9811 | 56.3615 | 60.6611 | 18.0067 | 35.461 | 54.4139 | 72.5464 | 90.7155
[6 empty] | z/[m] |  | z_pipe/[m]
[6 empty] | 9 |  |  | 1: 17.124; 2: 31.4588; 3: 43.9811; 4: 56.3615; 5: 60.6611
[6 empty] | Interpolated values for z: |  |  | 1: 2.7893; 2: 6.4141; 3: 6.8398; 4: 39.1632; 5: 60.6611
[5 empty] | Final: | 9 |  | 0.5 | 1: 2.7893
Berechnungen mit Wasch&Spül | bar: 1 to 4; 1 to 5
[10 empty] | Heizen | Kühlen
[10 empty] | Jahresbedarf | Jahresbedarf
[10 empty] | 0 | 0
[10 empty] | [MWh/a] | [MWh/a] |  |  | Results
[6 empty] | W | W/m |  | 1: Tage; 2: Monatsanteil; 3: Monatsanteil; 3: month; 4: TB result [°C]
| Lasten |  | Mittlere Wärmelast Januar |  | Q* Jan | 0 | #DIV/0! |  | 1: 30.4375; 2: 0; 3: 0; 1: Rb [Km/W]; 3: 1; 4: #DIV/0!
|  |  | Mittlere Wärmelast Februar |  | Q* Feb | 0 | #DIV/0! |  | 1: 30.4375; 2: 0; 3: 0; 3: 2; 4: #DIV/0!
|  |  | Mittlere Wärmelast März |  | Q* Mrz | 0 | #DIV/0! |  | 1: 30.4375; 2: 0; 3: 0; 3: 3; 4: #DIV/0!
|  |  | Mittlere Wärmelast April |  | Q* Apr | 0 | #DIV/0! |  | 1: 30.4375; 2: 0; 3: 0; 3: 4; 4: #DIV/0!
|  |  | Mittlere Wärmelast Mai |  | Q* Mai | 0 | #DIV/0! |  | 1: 30.4375; 2: 0; 3: 0; 3: 5; 4: #DIV/0!
|  |  | Mittlere Wärmelast Juni |  | Q* Jun | 0 | #DIV/0! |  | 1: 30.4375; 2: 0; 3: 0; 3: 6; 4: #DIV/0!
|  |  | Mittlere Wärmelast Juli |  | Q* Jul | 0 | #DIV/0! |  | 1: 30.4375; 2: 0; 3: 0; 3: 7; 4: #DIV/0!
|  |  | Mittlere Wärmelast August |  | Q* Aug | 0 | #DIV/0! |  | 1: 30.4375; 2: 0; 3: 0; 3: 8; 4: #DIV/0!
|  |  | Mittlere Wärmelast September |  | Q* Sep | 0 | #DIV/0! |  | 1: 30.4375; 2: 0; 3: 0; 3: 9; 4: #DIV/0!
|  |  | Mittlere Wärmelast Oktober |  | Q* Okt | 0 | #DIV/0! |  | 1: 30.4375; 2: 0; 3: 0; 3: 10; 4: #DIV/0!
|  |  | Mittlere Wärmelast November |  | Q* Nov | 0 | #DIV/0! |  | 1: 30.4375; 2: 0; 3: 0; 3: 11; 4: #DIV/0!
|  |  | Mittlere Wärmelast Dezember |  | Q* Dez | 0 | #DIV/0! |  | 1: 30.4375; 2: 0; 3: 0; 3: 12; 4: #DIV/0!
| Betrach-tungs-zeitpunkt | t | n | t Beginn | t Ende | t Ende rev | q | dq | Es reverse | g reverse | TErdreich(z) | TB | Tup (z) | Tdown (z) | T Quelle | T Rücklauf | Tm | Einzelsonde | 2 Sonden in Reihe | 3 Sonden in Reihe | 4 Sonden in Reihe
|  | [MM:YY] |  | d | d | d | [W/m] | [W/m] | [ ] | [ ] | [°C] | [°C] | [°C] | [°C] | [°C] | [°C] | [°C] | A | B | C | D
|  | 36525 |  | -1 |  | 0 | #DIV/0! | 0 | 10 | #DIV/0! | 11.562 | #DIV/0! | #VALUE! | #VALUE! | #VALUE! | #VALUE! | #VALUE! | #DIV/0! | #DIV/0! | #DIV/0! | #DIV/0!
| 36556.4375 | 36526 | 1 | 0 | 30.4375 | 3317.6875 | #DIV/0! | #DIV/0! | #DIV/0! | #DIV/0! | 6.7521 | #DIV/0! | #VALUE! | #VALUE! | #VALUE! | #VALUE! | #VALUE! | #DIV/0! | #DIV/0! | #DIV/0! | #DIV/0!
| 36586.875 | 36556.4375 | 2 | 30.4375 | 60.875 | 3287.25 | #DIV/0! | #DIV/0! | #DIV/0! | #DIV/0! | 5.4007 | #DIV/0! | #VALUE! | #VALUE! | #VALUE! | #VALUE! | #VALUE! | #DIV/0! | #DIV/0! | #DIV/0! | #DIV/0!
| 36617.3125 | 36586.875 | 3 | 60.875 | 91.3125 | 3256.8125 | #DIV/0! | #DIV/0! | #DIV/0! | #DIV/0! | 5.7024 | #DIV/0! | #VALUE! | #VALUE! | #VALUE! | #VALUE! | #VALUE! | #DIV/0! | #DIV/0! | #DIV/0! | #DIV/0!
| 36647.75 | 36617.3125 | 4 | 91.3125 | 121.75 | 3226.375 | #DIV/0! | #DIV/0! | #DIV/0! | #DIV/0! | 7.5763 | #DIV/0! | #VALUE! | #VALUE! | #VALUE! | #VALUE! | #VALUE! | #DIV/0! | #DIV/0! | #DIV/0! | #DIV/0!
| 36678.1875 | 36647.75 | 5 | 121.75 | 152.1875 | 3195.9375 | #DIV/0! | #DIV/0! | #DIV/0! | #DIV/0! | 10.5195 | #DIV/0! | #VALUE! | #VALUE! | #VALUE! | #VALUE! | #VALUE! | #DIV/0! | #DIV/0! | #DIV/0! | #DIV/0!
| 36708.625 | 36678.1875 | 6 | 152.1875 | 182.625 | 3165.5 | #DIV/0! | #DIV/0! | #DIV/0! | #DIV/0! | 13.7425 | #DIV/0! | #VALUE! | #VALUE! | #VALUE! | #VALUE! | #VALUE! | #DIV/0! | #DIV/0! | #DIV/0! | #DIV/0!
| 36739.0625 | 36708.625 | 7 | 182.625 | 213.0625 | 3135.0625 | #DIV/0! | #DIV/0! | #DIV/0! | #DIV/0! | 16.3805 | #DIV/0! | #VALUE! | #VALUE! | #VALUE! | #VALUE! | #VALUE! | #DIV/0! | #DIV/0! | #DIV/0! | #DIV/0!
| 36769.5 | 36739.0625 | 8 | 213.0625 | 243.5 | 3104.625 | #DIV/0! | #DIV/0! | #DIV/0! | #DIV/0! | 17.7256 | #DIV/0! | #VALUE! | #VALUE! | #VALUE! | #VALUE! | #VALUE! | #DIV/0! | #DIV/0! | #DIV/0! | #DIV/0!
| 36799.9375 | 36769.5 | 9 | 243.5 | 273.9375 | 3074.1875 | #DIV/0! | #DIV/0! | #DIV/0! | #DIV/0! | 17.4169 | #DIV/0! | #VALUE! | #VALUE! | #VALUE! | #VALUE! | #VALUE! | #DIV/0! | #DIV/0! | #DIV/0! | #DIV/0!
| 36830.375 | 36799.9375 | 10 | 273.9375 | 304.375 | 3043.75 | #DIV/0! | #DIV/0! | #DIV/0! | #DIV/0! | 15.5374 | #DIV/0! | #VALUE! | #VALUE! | #VALUE! | #VALUE! | #VALUE! | #DIV/0! | #DIV/0! | #DIV/0! | #DIV/0!
| 36860.8125 | 36830.375 | 11 | 304.375 | 334.8125 | 3013.3125 | #DIV/0! | #DIV/0! | #DIV/0! | #DIV/0! | 12.5912 | #DIV/0! | #VALUE! | #VALUE! | #VALUE! | #VALUE! | #VALUE! | #DIV/0! | #DIV/0! | #DIV/0! | #DIV/0!
| 36891.25 | 36860.8125 | 12 | 334.8125 | 365.25 | 2982.875 | #DIV/0! | #DIV/0! | #DIV/0! | #DIV/0! | 9.3689 | #DIV/0! | #VALUE! | #VALUE! | #VALUE! | #VALUE! | #VALUE! | #DIV/0! | #DIV/0! | #DIV/0! | #DIV/0!
| 36921.6875 | 36891.25 | 13 | 365.25 | 395.6875 | 2952.4375 | #DIV/0! | #DIV/0! | #DIV/0! | #DIV/0! | 6.735 | #DIV/0! | #VALUE! | #VALUE! | #VALUE! | #VALUE! | #VALUE! | #DIV/0! | #DIV/0! | #DIV/0! | #DIV/0!
| 36952.125 | 36921.6875 | 14 | 395.6875 | 426.125 | 2922 | #DIV/0! | #DIV/0! | #DIV/0! | #DIV/0! | 5.3962 | #DIV/0! | #VALUE! | #VALUE! | #VALUE! | #VALUE! | #VALUE! | #DIV/0! | #DIV/0! | #DIV/0! | #DIV/0!
| 36982.5625 | 36952.125 | 15 | 426.125 | 456.5625 | 2891.5625 | #DIV/0! | #DIV/0! | #DIV/0! | #DIV/0! | 5.7118 | #DIV/0! | #VALUE! | #VALUE! | #VALUE! | #VALUE! | #VALUE! | #DIV/0! | #DIV/0! | #DIV/0! | #DIV/0!
| 37013 | 36982.5625 | 16 | 456.5625 | 487 | 2861.125 | #DIV/0! | #DIV/0! | #DIV/0! | #DIV/0! | 7.597 | #DIV/0! | #VALUE! | #VALUE! | #VALUE! | #VALUE! | #VALUE! | #DIV/0! | #DIV/0! | #DIV/0! | #DIV/0!
| 37043.4375 | 37013 | 17 | 487 | 517.4375 | 2830.6875 | #DIV/0! | #DIV/0! | #DIV/0! | #DIV/0! | 10.5461 | #DIV/0! | #VALUE! | #VALUE! | #VALUE! | #VALUE! | #VALUE! | #DIV/0! | #DIV/0! | #DIV/0! | #DIV/0!
| 37073.875 | 37043.4375 | 18 | 517.4375 | 547.875 | 2800.25 | #DIV/0! | #DIV/0! | #DIV/0! | #DIV/0! | 13.7677 | #DIV/0! | #VALUE! | #VALUE! | #VALUE! | #VALUE! | #VALUE! | #DIV/0! | #DIV/0! | #DIV/0! | #DIV/0!
| 37104.3125 | 37073.875 | 19 | 547.875 | 578.3125 | 2769.8125 | #DIV/0! | #DIV/0! | #DIV/0! | #DIV/0! | 16.3976 | #DIV/0! | #VALUE! | #VALUE! | #VALUE! | #VALUE! | #VALUE! | #DIV/0! | #DIV/0! | #DIV/0! | #DIV/0!
| 37134.75 | 37104.3125 | 20 | 578.3125 | 608.75 | 2739.375 | #DIV/0! | #DIV/0! | #DIV/0! | #DIV/0! | 17.73 | #DIV/0! | #VALUE! | #VALUE! | #VALUE! | #VALUE! | #VALUE! | #DIV/0! | #DIV/0! | #DIV/0! | #DIV/0!
| 37165.1875 | 37134.75 | 21 | 608.75 | 639.1875 | 2708.9375 | #DIV/0! | #DIV/0! | #DIV/0! | #DIV/0! | 17.4075 | #DIV/0! | #VALUE! | #VALUE! | #VALUE! | #VALUE! | #VALUE! | #DIV/0! | #DIV/0! | #DIV/0! | #DIV/0!
| 37195.625 | 37165.1875 | 22 | 639.1875 | 669.625 | 2678.5 | #DIV/0! | #DIV/0! | #DIV/0! | #DIV/0! | 15.5166 | #DIV/0! | #VALUE! | #VALUE! | #VALUE! | #VALUE! | #VALUE! | #DIV/0! | #DIV/0! | #DIV/0! | #DIV/0!
| 37226.0625 | 37195.625 | 23 | 669.625 | 700.0625 | 2648.0625 | #DIV/0! | #DIV/0! | #DIV/0! | #DIV/0! | 12.5646 | #DIV/0! | #VALUE! | #VALUE! | #VALUE! | #VALUE! | #VALUE! | #DIV/0! | #DIV/0! | #DIV/0! | #DIV/0!
| 37256.5 | 37226.0625 | 24 | 700.0625 | 730.5 | 2617.625 | #DIV/0! | #DIV/0! | #DIV/0! | #DIV/0! | 9.3437 | #DIV/0! | #VALUE! | #VALUE! | #VALUE! | #VALUE! | #VALUE! | #DIV/0! | #DIV/0! | #DIV/0! | #DIV/0!
| 37286.9375 | 37256.5 | 25 | 730.5 | 760.9375 | 2587.1875 | #DIV/0! | #DIV/0! | #DIV/0! | #DIV/0! | 6.7179 | #DIV/0! | #VALUE! | #VALUE! | #VALUE! | #VALUE! | #VALUE! | #DIV/0! | #DIV/0! | #DIV/0! | #DIV/0!
| 37317.375 | 37286.9375 | 26 | 760.9375 | 791.375 | 2556.75 | #DIV/0! | #DIV/0! | #DIV/0! | #DIV/0! | 5.3919 | #DIV/0! | #VALUE! | #VALUE! | #VALUE! | #VALUE! | #VALUE! | #DIV/0! | #DIV/0! | #DIV/0! | #DIV/0!
| 37347.8125 | 37317.375 | 27 | 791.375 | 821.8125 | 2526.3125 | #DIV/0! | #DIV/0! | #DIV/0! | #DIV/0! | 5.7213 | #DIV/0! | #VALUE! | #VALUE! | #VALUE! | #VALUE! | #VALUE! | #DIV/0! | #DIV/0! | #DIV/0! | #DIV/0!
| 37378.25 | 37347.8125 | 28 | 821.8125 | 852.25 | 2495.875 | #DIV/0! | #DIV/0! | #DIV/0! | #DIV/0! | 7.6178 | #DIV/0! | #VALUE! | #VALUE! | #VALUE! | #VALUE! | #VALUE! | #DIV/0! | #DIV/0! | #DIV/0! | #DIV/0!
| 37408.6875 | 37378.25 | 29 | 852.25 | 882.6875 | 2465.4375 | #DIV/0! | #DIV/0! | #DIV/0! | #DIV/0! | 10.5726 | #DIV/0! | #VALUE! | #VALUE! | #VALUE! | #VALUE! | #VALUE! | #DIV/0! | #DIV/0! | #DIV/0! | #DIV/0!
| 37439.125 | 37408.6875 | 30 | 882.6875 | 913.125 | 2435 | #DIV/0! | #DIV/0! | #DIV/0! | #DIV/0! | 13.7929 | #DIV/0! | #VALUE! | #VALUE! | #VALUE! | #VALUE! | #VALUE! | #DIV/0! | #DIV/0! | #DIV/0! | #DIV/0!
| 37469.5625 | 37439.125 | 31 | 913.125 | 943.5625 | 2404.5625 | #DIV/0! | #DIV/0! | #DIV/0! | #DIV/0! | 16.4146 | #DIV/0! | #VALUE! | #VALUE! | #VALUE! | #VALUE! | #VALUE! | #DIV/0! | #DIV/0! | #DIV/0! | #DIV/0!
| 37500 | 37469.5625 | 32 | 943.5625 | 974 | 2374.125 | #DIV/0! | #DIV/0! | #DIV/0! | #DIV/0! | 17.7343 | #DIV/0! | #VALUE! | #VALUE! | #VALUE! | #VALUE! | #VALUE! | #DIV/0! | #DIV/0! | #DIV/0! | #DIV/0!
| 37530.4375 | 37500 | 33 | 974 | 1004.4375 | 2343.6875 | #DIV/0! | #DIV/0! | #DIV/0! | #DIV/0! | 17.3979 | #DIV/0! | #VALUE! | #VALUE! | #VALUE! | #VALUE! | #VALUE! | #DIV/0! | #DIV/0! | #DIV/0! | #DIV/0!
| 37560.875 | 37530.4375 | 34 | 1004.4375 | 1034.875 | 2313.25 | #DIV/0! | #DIV/0! | #DIV/0! | #DIV/0! | 15.4957 | #DIV/0! | #VALUE! | #VALUE! | #VALUE! | #VALUE! | #VALUE! | #DIV/0! | #DIV/0! | #DIV/0! | #DIV/0!
| 37591.3125 | 37560.875 | 35 | 1034.875 | 1065.3125 | 2282.8125 | #DIV/0! | #DIV/0! | #DIV/0! | #DIV/0! | 12.5381 | #DIV/0! | #VALUE! | #VALUE! | #VALUE! | #VALUE! | #VALUE! | #DIV/0! | #DIV/0! | #DIV/0! | #DIV/0!
| 37621.75 | 37591.3125 | 36 | 1065.3125 | 1095.75 | 2252.375 | #DIV/0! | #DIV/0! | #DIV/0! | #DIV/0! | 9.3186 | #DIV/0! | #VALUE! | #VALUE! | #VALUE! | #VALUE! | #VALUE! | #DIV/0! | #DIV/0! | #DIV/0! | #DIV/0!
| 37652.1875 | 37621.75 | 37 | 1095.75 | 1126.1875 | 2221.9375 | #DIV/0! | #DIV/0! | #DIV/0! | #DIV/0! | 6.701 | #DIV/0! | #VALUE! | #VALUE! | #VALUE! | #VALUE! | #VALUE! | #DIV/0! | #DIV/0! | #DIV/0! | #DIV/0!
| 37682.625 | 37652.1875 | 38 | 1126.1875 | 1156.625 | 2191.5 | #DIV/0! | #DIV/0! | #DIV/0! | #DIV/0! | 5.3876 | #DIV/0! | #VALUE! | #VALUE! | #VALUE! | #VALUE! | #VALUE! | #DIV/0! | #DIV/0! | #DIV/0! | #DIV/0!
| 37713.0625 | 37682.625 | 39 | 1156.625 | 1187.0625 | 2161.0625 | #DIV/0! | #DIV/0! | #DIV/0! | #DIV/0! | 5.7309 | #DIV/0! | #VALUE! | #VALUE! | #VALUE! | #VALUE! | #VALUE! | #DIV/0! | #DIV/0! | #DIV/0! | #DIV/0!
| 37743.5 | 37713.0625 | 40 | 1187.0625 | 1217.5 | 2130.625 | #DIV/0! | #DIV/0! | #DIV/0! | #DIV/0! | 7.6387 | #DIV/0! | #VALUE! | #VALUE! | #VALUE! | #VALUE! | #VALUE! | #DIV/0! | #DIV/0! | #DIV/0! | #DIV/0!
| 37773.9375 | 37743.5 | 41 | 1217.5 | 1247.9375 | 2100.1875 | #DIV/0! | #DIV/0! | #DIV/0! | #DIV/0! | 10.5992 | #DIV/0! | #VALUE! | #VALUE! | #VALUE! | #VALUE! | #VALUE! | #DIV/0! | #DIV/0! | #DIV/0! | #DIV/0!
| 37804.375 | 37773.9375 | 42 | 1247.9375 | 1278.375 | 2069.75 | #DIV/0! | #DIV/0! | #DIV/0! | #DIV/0! | 13.818 | #DIV/0! | #VALUE! | #VALUE! | #VALUE! | #VALUE! | #VALUE! | #DIV/0! | #DIV/0! | #DIV/0! | #DIV/0!
| 37834.8125 | 37804.375 | 43 | 1278.375 | 1308.8125 | 2039.3125 | #DIV/0! | #DIV/0! | #DIV/0! | #DIV/0! | 16.4315 | #DIV/0! | #VALUE! | #VALUE! | #VALUE! | #VALUE! | #VALUE! | #DIV/0! | #DIV/0! | #DIV/0! | #DIV/0!
| 37865.25 | 37834.8125 | 44 | 1308.8125 | 1339.25 | 2008.875 | #DIV/0! | #DIV/0! | #DIV/0! | #DIV/0! | 17.7384 | #DIV/0! | #VALUE! | #VALUE! | #VALUE! | #VALUE! | #VALUE! | #DIV/0! | #DIV/0! | #DIV/0! | #DIV/0!
| 37895.6875 | 37865.25 | 45 | 1339.25 | 1369.6875 | 1978.4375 | #DIV/0! | #DIV/0! | #DIV/0! | #DIV/0! | 17.3882 | #DIV/0! | #VALUE! | #VALUE! | #VALUE! | #VALUE! | #VALUE! | #DIV/0! | #DIV/0! | #DIV/0! | #DIV/0!
| 37926.125 | 37895.6875 | 46 | 1369.6875 | 1400.125 | 1948 | #DIV/0! | #DIV/0! | #DIV/0! | #DIV/0! | 15.4748 | #DIV/0! | #VALUE! | #VALUE! | #VALUE! | #VALUE! | #VALUE! | #DIV/0! | #DIV/0! | #DIV/0! | #DIV/0!
| 37956.5625 | 37926.125 | 47 | 1400.125 | 1430.5625 | 1917.5625 | #DIV/0! | #DIV/0! | #DIV/0! | #DIV/0! | 12.5115 | #DIV/0! | #VALUE! | #VALUE! | #VALUE! | #VALUE! | #VALUE! | #DIV/0! | #DIV/0! | #DIV/0! | #DIV/0!
| 37987 | 37956.5625 | 48 | 1430.5625 | 1461 | 1887.125 | #DIV/0! | #DIV/0! | #DIV/0! | #DIV/0! | 9.2935 | #DIV/0! | #VALUE! | #VALUE! | #VALUE! | #VALUE! | #VALUE! | #DIV/0! | #DIV/0! | #DIV/0! | #DIV/0!
| 38017.4375 | 37987 | 49 | 1461 | 1491.4375 | 1856.6875 | #DIV/0! | #DIV/0! | #DIV/0! | #DIV/0! | 6.6841 | #DIV/0! | #VALUE! | #VALUE! | #VALUE! | #VALUE! | #VALUE! | #DIV/0! | #DIV/0! | #DIV/0! | #DIV/0!
| 38047.875 | 38017.4375 | 50 | 1491.4375 | 1521.875 | 1826.25 | #DIV/0! | #DIV/0! | #DIV/0! | #DIV/0! | 5.3835 | #DIV/0! | #VALUE! | #VALUE! | #VALUE! | #VALUE! | #VALUE! | #DIV/0! | #DIV/0! | #DIV/0! | #DIV/0!
| 38078.3125 | 38047.875 | 51 | 1521.875 | 1552.3125 | 1795.8125 | #DIV/0! | #DIV/0! | #DIV/0! | #DIV/0! | 5.7407 | #DIV/0! | #VALUE! | #VALUE! | #VALUE! | #VALUE! | #VALUE! | #DIV/0! | #DIV/0! | #DIV/0! | #DIV/0!
| 38108.75 | 38078.3125 | 52 | 1552.3125 | 1582.75 | 1765.375 | #DIV/0! | #DIV/0! | #DIV/0! | #DIV/0! | 7.6597 | #DIV/0! | #VALUE! | #VALUE! | #VALUE! | #VALUE! | #VALUE! | #DIV/0! | #DIV/0! | #DIV/0! | #DIV/0!
| 38139.1875 | 38108.75 | 53 | 1582.75 | 1613.1875 | 1734.9375 | #DIV/0! | #DIV/0! | #DIV/0! | #DIV/0! | 10.6258 | #DIV/0! | #VALUE! | #VALUE! | #VALUE! | #VALUE! | #VALUE! | #DIV/0! | #DIV/0! | #DIV/0! | #DIV/0!
| 38169.625 | 38139.1875 | 54 | 1613.1875 | 1643.625 | 1704.5 | #DIV/0! | #DIV/0! | #DIV/0! | #DIV/0! | 13.843 | #DIV/0! | #VALUE! | #VALUE! | #VALUE! | #VALUE! | #VALUE! | #DIV/0! | #DIV/0! | #DIV/0! | #DIV/0!
| 38200.0625 | 38169.625 | 55 | 1643.625 | 1674.0625 | 1674.0625 | #DIV/0! | #DIV/0! | #DIV/0! | #DIV/0! | 16.4483 | #DIV/0! | #VALUE! | #VALUE! | #VALUE! | #VALUE! | #VALUE! | #DIV/0! | #DIV/0! | #DIV/0! | #DIV/0!
| 38230.5 | 38200.0625 | 56 | 1674.0625 | 1704.5 | 1643.625 | #DIV/0! | #DIV/0! | #DIV/0! | #DIV/0! | 17.7425 | #DIV/0! | #VALUE! | #VALUE! | #VALUE! | #VALUE! | #VALUE! | #DIV/0! | #DIV/0! | #DIV/0! | #DIV/0!
| 38260.9375 | 38230.5 | 57 | 1704.5 | 1734.9375 | 1613.1875 | #DIV/0! | #DIV/0! | #DIV/0! | #DIV/0! | 17.3784 | #DIV/0! | #VALUE! | #VALUE! | #VALUE! | #VALUE! | #VALUE! | #DIV/0! | #DIV/0! | #DIV/0! | #DIV/0!
| 38291.375 | 38260.9375 | 58 | 1734.9375 | 1765.375 | 1582.75 | #DIV/0! | #DIV/0! | #DIV/0! | #DIV/0! | 15.4538 | #DIV/0! | #VALUE! | #VALUE! | #VALUE! | #VALUE! | #VALUE! | #DIV/0! | #DIV/0! | #DIV/0! | #DIV/0!
| 38321.8125 | 38291.375 | 59 | 1765.375 | 1795.8125 | 1552.3125 | #DIV/0! | #DIV/0! | #DIV/0! | #DIV/0! | 12.4849 | #DIV/0! | #VALUE! | #VALUE! | #VALUE! | #VALUE! | #VALUE! | #DIV/0! | #DIV/0! | #DIV/0! | #DIV/0!
| 38352.25 | 38321.8125 | 60 | 1795.8125 | 1826.25 | 1521.875 | #DIV/0! | #DIV/0! | #DIV/0! | #DIV/0! | 9.2684 | #DIV/0! | #VALUE! | #VALUE! | #VALUE! | #VALUE! | #VALUE! | #DIV/0! | #DIV/0! | #DIV/0! | #DIV/0!
| 38382.6875 | 38352.25 | 61 | 1826.25 | 1856.6875 | 1491.4375 | #DIV/0! | #DIV/0! | #DIV/0! | #DIV/0! | 6.6674 | #DIV/0! | #VALUE! | #VALUE! | #VALUE! | #VALUE! | #VALUE! | #DIV/0! | #DIV/0! | #DIV/0! | #DIV/0!
| 38413.125 | 38382.6875 | 62 | 1856.6875 | 1887.125 | 1461 | #DIV/0! | #DIV/0! | #DIV/0! | #DIV/0! | 5.3795 | #DIV/0! | #VALUE! | #VALUE! | #VALUE! | #VALUE! | #VALUE! | #DIV/0! | #DIV/0! | #DIV/0! | #DIV/0!
| 38443.5625 | 38413.125 | 63 | 1887.125 | 1917.5625 | 1430.5625 | #DIV/0! | #DIV/0! | #DIV/0! | #DIV/0! | 5.7505 | #DIV/0! | #VALUE! | #VALUE! | #VALUE! | #VALUE! | #VALUE! | #DIV/0! | #DIV/0! | #DIV/0! | #DIV/0!
| 38474 | 38443.5625 | 64 | 1917.5625 | 1948 | 1400.125 | #DIV/0! | #DIV/0! | #DIV/0! | #DIV/0! | 7.6808 | #DIV/0! | #VALUE! | #VALUE! | #VALUE! | #VALUE! | #VALUE! | #DIV/0! | #DIV/0! | #DIV/0! | #DIV/0!
| 38504.4375 | 38474 | 65 | 1948 | 1978.4375 | 1369.6875 | #DIV/0! | #DIV/0! | #DIV/0! | #DIV/0! | 10.6524 | #DIV/0! | #VALUE! | #VALUE! | #VALUE! | #VALUE! | #VALUE! | #DIV/0! | #DIV/0! | #DIV/0! | #DIV/0!
| 38534.875 | 38504.4375 | 66 | 1978.4375 | 2008.875 | 1339.25 | #DIV/0! | #DIV/0! | #DIV/0! | #DIV/0! | 13.8681 | #DIV/0! | #VALUE! | #VALUE! | #VALUE! | #VALUE! | #VALUE! | #DIV/0! | #DIV/0! | #DIV/0! | #DIV/0!
| 38565.3125 | 38534.875 | 67 | 2008.875 | 2039.3125 | 1308.8125 | #DIV/0! | #DIV/0! | #DIV/0! | #DIV/0! | 16.465 | #DIV/0! | #VALUE! | #VALUE! | #VALUE! | #VALUE! | #VALUE! | #DIV/0! | #DIV/0! | #DIV/0! | #DIV/0!
| 38595.75 | 38565.3125 | 68 | 2039.3125 | 2069.75 | 1278.375 | #DIV/0! | #DIV/0! | #DIV/0! | #DIV/0! | 17.7464 | #DIV/0! | #VALUE! | #VALUE! | #VALUE! | #VALUE! | #VALUE! | #DIV/0! | #DIV/0! | #DIV/0! | #DIV/0!
| 38626.1875 | 38595.75 | 69 | 2069.75 | 2100.1875 | 1247.9375 | #DIV/0! | #DIV/0! | #DIV/0! | #DIV/0! | 17.3685 | #DIV/0! | #VALUE! | #VALUE! | #VALUE! | #VALUE! | #VALUE! | #DIV/0! | #DIV/0! | #DIV/0! | #DIV/0!
| 38656.625 | 38626.1875 | 70 | 2100.1875 | 2130.625 | 1217.5 | #DIV/0! | #DIV/0! | #DIV/0! | #DIV/0! | 15.4327 | #DIV/0! | #VALUE! | #VALUE! | #VALUE! | #VALUE! | #VALUE! | #DIV/0! | #DIV/0! | #DIV/0! | #DIV/0!
| 38687.0625 | 38656.625 | 71 | 2130.625 | 2161.0625 | 1187.0625 | #DIV/0! | #DIV/0! | #DIV/0! | #DIV/0! | 12.4583 | #DIV/0! | #VALUE! | #VALUE! | #VALUE! | #VALUE! | #VALUE! | #DIV/0! | #DIV/0! | #DIV/0! | #DIV/0!
| 38717.5 | 38687.0625 | 72 | 2161.0625 | 2191.5 | 1156.625 | #DIV/0! | #DIV/0! | #DIV/0! | #DIV/0! | 9.2434 | #DIV/0! | #VALUE! | #VALUE! | #VALUE! | #VALUE! | #VALUE! | #DIV/0! | #DIV/0! | #DIV/0! | #DIV/0!
| 38747.9375 | 38717.5 | 73 | 2191.5 | 2221.9375 | 1126.1875 | #DIV/0! | #DIV/0! | #DIV/0! | #DIV/0! | 6.6507 | #DIV/0! | #VALUE! | #VALUE! | #VALUE! | #VALUE! | #VALUE! | #DIV/0! | #DIV/0! | #DIV/0! | #DIV/0!
| 38778.375 | 38747.9375 | 74 | 2221.9375 | 2252.375 | 1095.75 | #DIV/0! | #DIV/0! | #DIV/0! | #DIV/0! | 5.3756 | #DIV/0! | #VALUE! | #VALUE! | #VALUE! | #VALUE! | #VALUE! | #DIV/0! | #DIV/0! | #DIV/0! | #DIV/0!
| 38808.8125 | 38778.375 | 75 | 2252.375 | 2282.8125 | 1065.3125 | #DIV/0! | #DIV/0! | #DIV/0! | #DIV/0! | 5.7605 | #DIV/0! | #VALUE! | #VALUE! | #VALUE! | #VALUE! | #VALUE! | #DIV/0! | #DIV/0! | #DIV/0! | #DIV/0!
| 38839.25 | 38808.8125 | 76 | 2282.8125 | 2313.25 | 1034.875 | #DIV/0! | #DIV/0! | #DIV/0! | #DIV/0! | 7.7019 | #DIV/0! | #VALUE! | #VALUE! | #VALUE! | #VALUE! | #VALUE! | #DIV/0! | #DIV/0! | #DIV/0! | #DIV/0!
| 38869.6875 | 38839.25 | 77 | 2313.25 | 2343.6875 | 1004.4375 | #DIV/0! | #DIV/0! | #DIV/0! | #DIV/0! | 10.679 | #DIV/0! | #VALUE! | #VALUE! | #VALUE! | #VALUE! | #VALUE! | #DIV/0! | #DIV/0! | #DIV/0! | #DIV/0!
| 38900.125 | 38869.6875 | 78 | 2343.6875 | 2374.125 | 974 | #DIV/0! | #DIV/0! | #DIV/0! | #DIV/0! | 13.893 | #DIV/0! | #VALUE! | #VALUE! | #VALUE! | #VALUE! | #VALUE! | #DIV/0! | #DIV/0! | #DIV/0! | #DIV/0!
| 38930.5625 | 38900.125 | 79 | 2374.125 | 2404.5625 | 943.5625 | #DIV/0! | #DIV/0! | #DIV/0! | #DIV/0! | 16.4816 | #DIV/0! | #VALUE! | #VALUE! | #VALUE! | #VALUE! | #VALUE! | #DIV/0! | #DIV/0! | #DIV/0! | #DIV/0!
| 38961 | 38930.5625 | 80 | 2404.5625 | 2435 | 913.125 | #DIV/0! | #DIV/0! | #DIV/0! | #DIV/0! | 17.7503 | #DIV/0! | #VALUE! | #VALUE! | #VALUE! | #VALUE! | #VALUE! | #DIV/0! | #DIV/0! | #DIV/0! | #DIV/0!
| 38991.4375 | 38961 | 81 | 2435 | 2465.4375 | 882.6875 | #DIV/0! | #DIV/0! | #DIV/0! | #DIV/0! | 17.3585 | #DIV/0! | #VALUE! | #VALUE! | #VALUE! | #VALUE! | #VALUE! | #DIV/0! | #DIV/0! | #DIV/0! | #DIV/0!
| 39021.875 | 38991.4375 | 82 | 2465.4375 | 2495.875 | 852.25 | #DIV/0! | #DIV/0! | #DIV/0! | #DIV/0! | 15.4115 | #DIV/0! | #VALUE! | #VALUE! | #VALUE! | #VALUE! | #VALUE! | #DIV/0! | #DIV/0! | #DIV/0! | #DIV/0!
| 39052.3125 | 39021.875 | 83 | 2495.875 | 2526.3125 | 821.8125 | #DIV/0! | #DIV/0! | #DIV/0! | #DIV/0! | 12.4317 | #DIV/0! | #VALUE! | #VALUE! | #VALUE! | #VALUE! | #VALUE! | #DIV/0! | #DIV/0! | #DIV/0! | #DIV/0!
| 39082.75 | 39052.3125 | 84 | 2526.3125 | 2556.75 | 791.375 | #DIV/0! | #DIV/0! | #DIV/0! | #DIV/0! | 9.2185 | #DIV/0! | #VALUE! | #VALUE! | #VALUE! | #VALUE! | #VALUE! | #DIV/0! | #DIV/0! | #DIV/0! | #DIV/0!
| 39113.1875 | 39082.75 | 85 | 2556.75 | 2587.1875 | 760.9375 | #DIV/0! | #DIV/0! | #DIV/0! | #DIV/0! | 6.6341 | #DIV/0! | #VALUE! | #VALUE! | #VALUE! | #VALUE! | #VALUE! | #DIV/0! | #DIV/0! | #DIV/0! | #DIV/0!
| 39143.625 | 39113.1875 | 86 | 2587.1875 | 2617.625 | 730.5 | #DIV/0! | #DIV/0! | #DIV/0! | #DIV/0! | 5.3719 | #DIV/0! | #VALUE! | #VALUE! | #VALUE! | #VALUE! | #VALUE! | #DIV/0! | #DIV/0! | #DIV/0! | #DIV/0!
| 39174.0625 | 39143.625 | 87 | 2617.625 | 2648.0625 | 700.0625 | #DIV/0! | #DIV/0! | #DIV/0! | #DIV/0! | 5.7705 | #DIV/0! | #VALUE! | #VALUE! | #VALUE! | #VALUE! | #VALUE! | #DIV/0! | #DIV/0! | #DIV/0! | #DIV/0!
| 39204.5 | 39174.0625 | 88 | 2648.0625 | 2678.5 | 669.625 | #DIV/0! | #DIV/0! | #DIV/0! | #DIV/0! | 7.7231 | #DIV/0! | #VALUE! | #VALUE! | #VALUE! | #VALUE! | #VALUE! | #DIV/0! | #DIV/0! | #DIV/0! | #DIV/0!
| 39234.9375 | 39204.5 | 89 | 2678.5 | 2708.9375 | 639.1875 | #DIV/0! | #DIV/0! | #DIV/0! | #DIV/0! | 10.7056 | #DIV/0! | #VALUE! | #VALUE! | #VALUE! | #VALUE! | #VALUE! | #DIV/0! | #DIV/0! | #DIV/0! | #DIV/0!
| 39265.375 | 39234.9375 | 90 | 2708.9375 | 2739.375 | 608.75 | #DIV/0! | #DIV/0! | #DIV/0! | #DIV/0! | 13.918 | #DIV/0! | #VALUE! | #VALUE! | #VALUE! | #VALUE! | #VALUE! | #DIV/0! | #DIV/0! | #DIV/0! | #DIV/0!
| 39295.8125 | 39265.375 | 91 | 2739.375 | 2769.8125 | 578.3125 | #DIV/0! | #DIV/0! | #DIV/0! | #DIV/0! | 16.4982 | #DIV/0! | #VALUE! | #VALUE! | #VALUE! | #VALUE! | #VALUE! | #DIV/0! | #DIV/0! | #DIV/0! | #DIV/0!
| 39326.25 | 39295.8125 | 92 | 2769.8125 | 2800.25 | 547.875 | #DIV/0! | #DIV/0! | #DIV/0! | #DIV/0! | 17.754 | #DIV/0! | #VALUE! | #VALUE! | #VALUE! | #VALUE! | #VALUE! | #DIV/0! | #DIV/0! | #DIV/0! | #DIV/0!
| 39356.6875 | 39326.25 | 93 | 2800.25 | 2830.6875 | 517.4375 | #DIV/0! | #DIV/0! | #DIV/0! | #DIV/0! | 17.3484 | #DIV/0! | #VALUE! | #VALUE! | #VALUE! | #VALUE! | #VALUE! | #DIV/0! | #DIV/0! | #DIV/0! | #DIV/0!
| 39387.125 | 39356.6875 | 94 | 2830.6875 | 2861.125 | 487 | #DIV/0! | #DIV/0! | #DIV/0! | #DIV/0! | 15.3903 | #DIV/0! | #VALUE! | #VALUE! | #VALUE! | #VALUE! | #VALUE! | #DIV/0! | #DIV/0! | #DIV/0! | #DIV/0!
| 39417.5625 | 39387.125 | 95 | 2861.125 | 2891.5625 | 456.5625 | #DIV/0! | #DIV/0! | #DIV/0! | #DIV/0! | 12.405 | #DIV/0! | #VALUE! | #VALUE! | #VALUE! | #VALUE! | #VALUE! | #DIV/0! | #DIV/0! | #DIV/0! | #DIV/0!
| 39448 | 39417.5625 | 96 | 2891.5625 | 2922 | 426.125 | #DIV/0! | #DIV/0! | #DIV/0! | #DIV/0! | 9.1936 | #DIV/0! | #VALUE! | #VALUE! | #VALUE! | #VALUE! | #VALUE! | #DIV/0! | #DIV/0! | #DIV/0! | #DIV/0!
| 39478.4375 | 39448 | 97 | 2922 | 2952.4375 | 395.6875 | #DIV/0! | #DIV/0! | #DIV/0! | #DIV/0! | 6.6176 | #DIV/0! | #VALUE! | #VALUE! | #VALUE! | #VALUE! | #VALUE! | #DIV/0! | #DIV/0! | #DIV/0! | #DIV/0!
| 39508.875 | 39478.4375 | 98 | 2952.4375 | 2982.875 | 365.25 | #DIV/0! | #DIV/0! | #DIV/0! | #DIV/0! | 5.3682 | #DIV/0! | #VALUE! | #VALUE! | #VALUE! | #VALUE! | #VALUE! | #DIV/0! | #DIV/0! | #DIV/0! | #DIV/0!
| 39539.3125 | 39508.875 | 99 | 2982.875 | 3013.3125 | 334.8125 | #DIV/0! | #DIV/0! | #DIV/0! | #DIV/0! | 5.7807 | #DIV/0! | #VALUE! | #VALUE! | #VALUE! | #VALUE! | #VALUE! | #DIV/0! | #DIV/0! | #DIV/0! | #DIV/0!
| 39569.75 | 39539.3125 | 100 | 3013.3125 | 3043.75 | 304.375 | #DIV/0! | #DIV/0! | #DIV/0! | #DIV/0! | 7.7443 | #DIV/0! | #VALUE! | #VALUE! | #VALUE! | #VALUE! | #VALUE! | #DIV/0! | #DIV/0! | #DIV/0! | #DIV/0!
| 39600.1875 | 39569.75 | 101 | 3043.75 | 3074.1875 | 273.9375 | #DIV/0! | #DIV/0! | #DIV/0! | #DIV/0! | 10.7323 | #DIV/0! | #VALUE! | #VALUE! | #VALUE! | #VALUE! | #VALUE! | #DIV/0! | #DIV/0! | #DIV/0! | #DIV/0!
| 39630.625 | 39600.1875 | 102 | 3074.1875 | 3104.625 | 243.5 | #DIV/0! | #DIV/0! | #DIV/0! | #DIV/0! | 13.9429 | #DIV/0! | #VALUE! | #VALUE! | #VALUE! | #VALUE! | #VALUE! | #DIV/0! | #DIV/0! | #DIV/0! | #DIV/0!
| 39661.0625 | 39630.625 | 103 | 3104.625 | 3135.0625 | 213.0625 | #DIV/0! | #DIV/0! | #DIV/0! | #DIV/0! | 16.5146 | #DIV/0! | #VALUE! | #VALUE! | #VALUE! | #VALUE! | #VALUE! | #DIV/0! | #DIV/0! | #DIV/0! | #DIV/0!
| 39691.5 | 39661.0625 | 104 | 3135.0625 | 3165.5 | 182.625 | #DIV/0! | #DIV/0! | #DIV/0! | #DIV/0! | 17.7576 | #DIV/0! | #VALUE! | #VALUE! | #VALUE! | #VALUE! | #VALUE! | #DIV/0! | #DIV/0! | #DIV/0! | #DIV/0!
| 39721.9375 | 39691.5 | 105 | 3165.5 | 3195.9375 | 152.1875 | #DIV/0! | #DIV/0! | #DIV/0! | #DIV/0! | 17.3382 | #DIV/0! | #VALUE! | #VALUE! | #VALUE! | #VALUE! | #VALUE! | #DIV/0! | #DIV/0! | #DIV/0! | #DIV/0!
| 39752.375 | 39721.9375 | 106 | 3195.9375 | 3226.375 | 121.75 | #DIV/0! | #DIV/0! | #DIV/0! | #DIV/0! | 15.369 | #DIV/0! | #VALUE! | #VALUE! | #VALUE! | #VALUE! | #VALUE! | #DIV/0! | #DIV/0! | #DIV/0! | #DIV/0!
| 39782.8125 | 39752.375 | 107 | 3226.375 | 3256.8125 | 91.3125 | #DIV/0! | #DIV/0! | #DIV/0! | #DIV/0! | 12.3784 | #DIV/0! | #VALUE! | #VALUE! | #VALUE! | #VALUE! | #VALUE! | #DIV/0! | #DIV/0! | #DIV/0! | #DIV/0!
| 39813.25 | 39782.8125 | 108 | 3256.8125 | 3287.25 | 60.875 | #DIV/0! | #DIV/0! | #DIV/0! | #DIV/0! | 9.1687 | #DIV/0! | #VALUE! | #VALUE! | #VALUE! | #VALUE! | #VALUE! | #DIV/0! | #DIV/0! | #DIV/0! | #DIV/0!
| 39843.6875 | 39813.25 | 109 | 3287.25 | 3317.6875 | 30.4375 | #DIV/0! | #DIV/0! | 1: #DIV/0!; 2: #DIV/0!; 5: #DIV/0!; 1: #DIV/0!; 2: #DIV/0!; 3: #DIV/0!
HGHX
|  | thermal conductivity of the ground |  | λg |  | 2 | W/(mK)
|  | Extracted power (mean) |  | Qdot |  | #VALUE! | W
|  | depth of pipe |  | z_pipe |  | 0 | m
|  | ground water depth |  | z_gw |  | 0 | m
|  | Distance between the pipes |  | D |  | 0 | m
|  | halb distance between the pipes |  | D/2 |  | 0 | m
|  | Length of the pipe |  | L_loop |  | 10 | m
|  | number of pipes |  | n |  | #DIV/0!
| Fluid properties | density |  | ρf |  | 1052 | kg/m³
|  | dynamic viskosity |  | ηf |  | 0.0052 | kg/(ms)
|  | heat capacity |  | cpf |  | 3950 | J/(kgK)
|  | thermal conductivity |  | λf |  | 0.48 | W/(mK)
|  | mass flow of the fluid |  | mdot_fluid |  | 0 | kg/s
Calculation of U-value for HGHX
|  | inner diameter of the pipe |  | d_i |  | 0 | m
|  | outer diameter of the pipe |  | d_e |  | 0 | m
|  | thermal conductivity of pipe |  | λp |  | 0 | W/(mK)
|  | velocity |  | w |  | #DIV/0! | m/s
|  |  |  | Rt(w=0) |  | #DIV/0! | m2*K/W
|  | Prandtl number |  | Pr |  | 42.7917
|  | Reynolds number |  | Re |  | #DIV/0!
5 cases of calculation of Nusselt number
[6 empty] | 1 | 2 | 3 | 1: 4; 3: 5
[10 empty] | gamma | #DIV/0!
[10 empty] | NU_m_L | 3.66
|  |  |  | Pe |  | #DIV/0! |  |  | 2: z_T; 3: 0.030952
|  |  |  | X |  | #DIV/0! |  | z | 1: #DIV/0!; 2: NU_m_T; 3: 167.6643
|  |  |  | Nu |  | #DIV/0! | #DIV/0! | #DIV/0! | 1: #DIV/0!; 3: #DIV/0!
|  |  |  | Nu_(Re,Pr) |  | #DIV/0! | #DIV/0!
|  |  |  | hi |  | #DIV/0!
|  |  |  | Rsi |  | #DIV/0! | m2*K/W
|  |  |  | Rt |  | #DIV/0! | m2*K/W
|  | Resistance of fluid and pipe |  | R_fluid |  | #DIV/0!
|  |  |  | U_f |  | #DIV/0! | W/m2K
|  | Resistance of the ground |  | Rg |  | 0 | m2*K/W
|  | Total resistance |  | R |  | #DIV/0! | m2*K/W
|  | Total U-value |  | U |  | #DIV/0! | W/m2K
|  | Area of the pipes |  | A_mantle |  | #DIV/0! | m2
|  | Ground area |  | A_surface |  | 0 | m2
|  | Extracted power (mean)/ m2 |  | qdot |  | #VALUE! | W/m2
|  | Specific extracted power |  | Qdot/A_surf |  | #VALUE! | W/m2
|  | Reference extracted power |  | qdot _reference |  | 72.03 | W/m2
|  | Punishment of Δθ with reference qdot |  | Δθ |  | 2.7893 | K
Results
|  | Final punishment of Δθ |  | final: Δθ= Δθref*qdot_f/qdot_ref |  | #VALUE! | K
|  |  |  | UA |  | #DIV/0! | W/K
Note on Q15: Enter a value only if groundwater exists

## Boiler
Kessel | Speicher1 |  | Var1
|  | Variants▼ |  | -
|  |  | Variant calculation | Boiler (gas, oil and wood) | [8 empty] | EnerPHit with PHPP Version 9.3 | Error(s):
|  |  | Heat generator | 23 / Climate: Hemsby / TFA: 95 m² / Heating: 26.6 kWh/(m²a) / Freq. overheating: 0 % / PER: 28.2 kWh/(m²a)
|  |  | Active variant: |  |  |  | Building type: | Detached House | [20 empty] | Kessel im Blatt PER ausgewählt?
|  |  | 1- |  |  |  | Treated floor area ATFA: | 94.62 | m² | [19 empty] | TRUE
[5 empty] | Covered fraction of space heating demand |  | ('PER' worksheet) | 0%
[5 empty] | Space heating demand + distribution losses | QH+QHS: | (DHW+Distribution) | 2542.7847 | kWh
[5 empty] | Solar contribution for space heating | hSolar, H | ('SolarDHW' worksheet) | 0%
|  |  | Variant calc. for heat generator in 'PER' active ('x')? |  | Effective annual heating demand | QH,Wi=QH*(1-hSolar, H) |  | 0 | kWh
[5 empty] | Space heating demand without distribution losses | QH | ('Verification' worksheet) | 2512.8185 | kWh
[5 empty] | Covered fraction of DHW demand |  | ('PER' worksheet) | 9.155%
[5 empty] | Total heating demand of DHW system | QgDHW | (DHW+Distribution) | 1841.4715 | kWh
[5 empty] | Solar contribution for DHW | hSolar, DHW | ('SolarDHW' worksheet) | 54.22%
[5 empty] | Effective DHW demand | QDHW,Wi=QDHW*(1-hSolar, DHW) |  | 168.5926 | kWh
| Makro-Speicher |  | Heat generator | [25 empty] | Bauart Wärmeerzeuger | Aktuelle Auswahl
|  |  | None |  | Boiler type |  |  | 12-Gas condensing boiler | [20 empty] | 12 | 12-Gas condensing boiler | 1-None | 10-Improved gas condensing boiler | 11-Improved oil condensing boiler | 12-Gas condensing boiler | 13-Oil condensing boiler | 20-Low temperature boiler gas | 21-Low temperature boiler oil | 30-Firewood pieces (direct and indirect heat emission) | 31-Wood pellets (direct and indirect heat emission) | 32-Wood pellets (only indirect heat emission) | 40-Reserve | Zeilenindex
|  |  | None |  | Fuel |  |  | 30-Natural gas
[5 empty] | PER factors (renewable primary energy) |  | ('Data' worksheet) | 1.75 | kWhPER/kWhFinal | [20 empty] | 30-Natural gas | - | 30-Natural gas | 20-Heating oil | 30-Natural gas | 20-Heating oil | 30-Natural gas | 20-Heating oil | 44-Wood logs | 50-Pellets | 50-Pellets | - | 3
[5 empty] | PE factor (non-renewable primary energy) |  | ('Data' worksheet) | 1.1 | kWhPE/kWhFinal | [5 empty] | Secondary calculation: Performance ratio of the oil and gas boiler | [13 empty] | Brennstoff | 31-LPG | - | 31-LPG | 21-Pyrolysis oil or bio oil | 31-LPG | 21-Pyrolysis oil or bio oil | 31-LPG | 21-Pyrolysis oil or bio oil | 46-Forest woodchips | - | - | - | 4
[5 empty] | CO2 emissions factor (CO2-equivalent) |  | ('Data' worksheet) | 0.25 | g/kWh | [5 empty] | Design forward flow temperature | Jflow | (DHW+Distribution) | 55 | °C | [9 empty] | 30 | 32-Biogas | - | 32-Biogas | 22-RE-Methanol | 32-Biogas | 22-RE-Methanol | 32-Biogas | 22-RE-Methanol | 47-Poplar woodchips | - | - | - | 5
[5 empty] | Useful heat provided | QUse |  | 168.5926 | kWh/a | [5 empty] | Average boiler temperature space heating | Jba | (Table values) |  | °C | [10 empty] | 33-RE-Gas | - | 33-RE-Gas | - | 33-RE-Gas | - | 33-RE-Gas | - | 41-Hard coal | - | - | - | 6
[5 empty] | Max. heating power required for heating the building | PBH | ('Heating load' worksheet) | 1.6567 | kW | [5 empty] | Average boiler temperature (Summer) DHW | Jba, DHW | =35+0.002*ATFA | 35.1892 | °C | [10 empty] | 98-Eigener Energieträger | - | 98-Eigener Energieträger | - | 98-Eigener Energieträger | - | 98-Eigener Energieträger | - | 42-Brown coal | - | - | - | 7
[5 empty] | Length of the heating period | tHP |  | 4961.1381 | h | [5 empty] | Standby heat loss at average boiler heating temperature | qB,J | =qB,70*(Jba-20)/(70-20) | [12 empty] | - | - | - | - | - | - | - | - | 98-Eigener Energieträger | - | - | - | 8
[5 empty] | Length of DHW heating period | tDHW |  | 8760 | h | [5 empty] | Standby heat loss at average boiler temperature DHW | qB,J,DHW | =qB,70*(Jkm,DHW-20)/(70-20) | 0.0043609 | [11 empty] | BW-Kessel:30-Natural gas |  | Kessel_Gasfoermiger_Brennstoff30-Natural gas | BW-Kessel verbessert: Öl30-Natural gas | BW-Kessel:30-Natural gas | BW-Kessel: Öl30-Natural gas | NT-Kessel:30-Natural gas | NT-Kessel: Öl30-Natural gas | Stückgutfeuerung: 30-Natural gas | Pelletfeuerung: 30-Natural gas | Pelletfeuerung indirekt: 30-Natural gas |  | 9
[15 empty] | Average useful heating load, DHW | PDHW | = QWW,Wi/tTW | 0.019246 | kW |  | Standard values LT and condensing boiler | [8 empty] | BW-Kessel: |  | Kessel_Gasfoermiger_Brennstoff | BW-Kessel verbessert: Öl | BW-Kessel: | BW-Kessel: Öl | NT-Kessel: | NT-Kessel: Öl | Stückgutfeuerung: | Pelletfeuerung: | Pelletfeuerung indirekt: |  | 10
[6 empty] | Use characteristic values entered (check if appropriate)? | [8 empty] | Load fraction boiler heating | jH | = QH,Wi/(PNenn*tHZ) |  |  |  |  | 10 | 11 | 12 | 13 | 20 | 21 |  |  | Formel für Gültigkeitsliste im Variantenblatt:
[8 empty] | Project data |  | Standard values |  | Input field |  |  | Load fraction boiler DHW | jDW | = PDW/Pnominal | 0.001283 |  |  |  | 10-Improved gas condensing boiler | 11-Improved oil condensing boiler | 12-Gas condensing boiler | 13-Oil condensing boiler | 20-Low temperature boiler gas | 21-Low temperature boiler oil |  |  | #N/A
[5 empty] | Design output | Pnom | (Rating plate) | 15 | kW | 15 | kW |  |  |  | Heat loss factor heating (interior/exterior installation) | fc | =25*qB,J or 1 |  |  |  | h30% | 1.0418 | 0.99215 | 0.99176 | 0.94453 | 0.90764 | 0.90764
[5 empty] | Installation of boiler (Outdoor: 0, Indoor: 1) |  |  | 0 |  | 0 |  | 1 |  |  | Boiler efficiency heating (interior/exterior correction) | hk' | =h30%+qB,J*(1-fc)/jH |  |  |  | h100% | 0.95176 | 0.95176 | 0.93176 | 0.93176 | 0.90264 | 0.90264
[5 empty] | Input values (oil and gas boiler) |  |  | Project data |  | Standard values |  | Input field |  |  | Load factor boiler (use and operating temp.) | fj | =(1+(1/0.3-1)*qB,J ) / (1+(1/jH-1)*qB,J ) |  |  |  | Condensing? | bar: 10 to 13
[5 empty] | Boiler efficiency at 30% load | h30% | (Manufacturer) | 99.18% |  | 99.18% |  |  |  |  | Boiler efficiency heating (condensation allowance) | hk'' | =hk'+0.003*(J30%-Jkm )) |  |  |  | System design | 10: Average boiler temperature [°C] | System design
[5 empty] | Boiler efficiency at nominal output | h100% | (Manufacturer) | 93.18% |  | 93.18% |  |  |  |  | Fraction of standby losses outside of the heating period | fDW | =1-tHP/tDHW | 0.43366 |  |  | 70 °C / 55 °C | 41 | 41 | 41 | 41 | 46 | 46 | 70 °C / 55 °C
[5 empty] | Standby heat loss boiler at 70 °C | qB,70 | (Manufacturer) | 0.014355 |  | 0.014355 |  |  |  |  | Load factor boiler DHW | fj,DW | =1+(1/jDHW-1)*qB,JDHW*fDHW | 2.4721 |  |  | 55 °C / 45 °C | 35 | 35 | 35 | 35 | 38 | 38 | 55 °C / 45 °C
[5 empty] | Average return flow temperature measured at 30% load | J30% | (Manufacturer) | 30 | °C | 30 |  |  |  |  | Performance ratio of heat generator space heat run | eH,g,K | =1/(fj*hk'') |  |  |  | 35 °C / 28 °C | 24 | 24 | 24 | 24 | 26 | 26 | 35 °C / 28 °C
[5 empty] | Input values (biomass heat generator) |  |  | Project data |  | Standard values |  | Input field |  |  | Performance ratio of heat generator DHW run | eDW,g,K | =fj,DHW/h100% | 2.6531 |  |  | Av. boiler temp during test | 30 | 30 | 30 | 30 | 40 | 40
[5 empty] | Efficiency of heat generator in basic cycle | hGZ | (Manufacturer) |  |  | 59.5%
[5 empty] | Efficiency of heat generator in steady-state operation | hSO | (Manufacturer) |  |  | 70% |  |  |  |  | Secondary calculation: Performance ratio of heat generation from wood
[5 empty] | Average fraction of heat output released to heating circuit | zHC,m | (Manufacturer) |  |  | 0.4 |  |  |  |  | Power factor | fQ | =(zHC,m*PBH/3000 + Q*DW/tDW)/zHC,m*QN,m
[5 empty] | Temperature difference betw. power-on and power-off | DJ | (Manufacturer) |  | K | 30 | K |  |  |  | Heating circuit water volume in storage | VS,HC |  |  | l | (simplified assumption)
[5 empty] | In case of inside installation: area of installation room | Ainstall | (Project) |  | m² | 0 | m² |  |  |  | Heating system water volume | VHC |  |  | l | (simplified assumption)
[5 empty] | Useful heat output per basic cycle | QN,GZ | (Manufacturer) |  | kWh | 22.5 | kWh |  |  |  | Number of basic cycles per day | XZ | =(20971*zHC,m * QN,m * (1-fQ)/fQ)/((VS,HC+VHC)*DJ) |  | d-1
[5 empty] | Average power output of the heat generator | QN,m | (Manufacturer) |  | kW | 15 | kW |  |  |  | Non-usable direct heat output of the heat generator | QCE | =QH*((PNenn*(1-zHK,m))/PGB-Aauf/AEB) |  | kWh/a
[5 empty] | Heat generator with built in conveyor for pellets | [9 empty] | Overheating factor | fCE | =0.25*QCE/QNutz
[5 empty] | Unit only with regulation (no fan / no starting aid) | [9 empty] | Heat fraction of basic cycle | fQ,GZ | =xz*QN,GZ/((Q*H * 24)/tHP + (Q*TW * 24)/tTW)
[5 empty] | Auxiliary energy demand for a basic cycle | QHE,GZ | (Manufacturer) |  | kWh |  | kWh |  | kWh |  | Heat fraction of basic cycle during summer period | fQ,GZ,SP | =QN,GZ * tTW/(Q*TW * 24)
[5 empty] | Power consumption in steady-state operation | Pel,SB | (Manufacturer) |  | W |  | W |  | W |  | Fraction of heat for DHW heating during summer period | fQ,TW | =(1-(tHP/tTW)-0.8*hWW,sol)/(1-hWW,sol)
[15 empty] | Performance ratio HG for DHW in summer | eDW,g,SP,Bio | =1/zHK,m*(fQ,GZ,SP / hgz + (1 - fQ,GZ,SP) / hSB)
[5 empty] | Performance ratio of heat generator space heat run | hH,g,K | =fj*hk'' | 0% | bar: 10 to 20
[5 empty] | Performance ratio of heat generator DHW run | hTW,g,K | =h100%/fj,TW | 265.3% | bar: 10 to 20
[5 empty] | Utilisation factor heat generator DHW & heating | hg,K |  | 2.6531 | bar: 10 to 20
[5 empty] | Utilisation factor of heat generator space heating | hH,g,K | =fj*hk'' | 0% | [6 empty] | Performance ratio of heat generator space heat run | eH,g,Bio | =fQ,GZ / hGZ + (1- fQ,GZ + fCE) / hSB
[5 empty] | Utilisation factor heat generator DHW | hDW,g,K | =h100%/fj,DW | 37.69% | [6 empty] | Performance ratio of heat generator DHW run | eTW,g,Bio | =fQ,DW*eDW,g,SP,Bio+(1-fQ,DW)*eDW,g,HP,Bio
[5 empty] | Utilisation factor heat generator DHW & space heating | hg,K |  | 37.69%
[15 empty] | Hours on steady-state per day | tSB |  |  | h/d
[8 empty] | kWh/a |  | kWh/(m²a) |  |  |  |  | Auxiliary energy demand | QH,g,HE |  |  | kWh/a
[5 empty] | Final energy demand space heating | QFinal,HE | = QH,wi* eH,g,K | 0
[5 empty] | Final energy demand DHW | QFinal,TW | = QDHW,wi* eTW,g,K | 447.2962
[5 empty] | Total final energy demand | QFinal | = QEnd,HE + QEnd,TW | 447.2962 |  | 4.7273
[5 empty] | Annual PE demand (non-renewable primary energy) |  |  | 492.0259 |  | 5.2
[8 empty] | kg/a |  | kg/(m²a)
[5 empty] | Annual CO2-equivalent emissions |  |  | 111.8241 |  | 1.1818

## District heating
Fernwaerme | Speicher1 |  | Var1
|  | Variants ▼ |  | -
|  |  | Variant calculation | District heating and combined heat power (CHP) | [11 empty] | EnerPHit with PHPP Version 9.3 | Error(s):
|  |  | Heat generator | 23 / Climate: Hemsby / TFA: 95 m² / Heating: 26.6 kWh/(m²a) / Freq. overheating: 0 % / PER: 28.2 kWh/(m²a)
|  |  | Active variant: | [5 empty] | Building type: |  |  | Detached House | [5 empty] | Fernwärme im Blatt PER ausgewählt?
|  |  | 1- | [5 empty] | Treated floor area ATFA: |  |  | 94.62 | m² |  |  |  |  | FALSE
[5 empty] | Covered fraction of space heating demand |  |  |  | ('PER' worksheet) |  |  | 0%
|  |  | Variant calculation for heat generator |  | Annual heating demand kWh/a |  |  | QH | (DHW+Distribution) |  |  | 2542.7847 | kWh
|  |  | Activated in 'PER' worksheet ('x')? |  | Solar contribution for space heating |  |  | hSolar, H | ('SolarDHW' worksheet) |  |  | 0%
[5 empty] | Effective annual heating demand |  |  | QH,Wi=QH*(1-hSolar, H) |  |  |  | 0 | kWh
[5 empty] | Covered fraction of DHW demand |  |  |  | ('PER' worksheet) |  |  | 0%
[5 empty] | DHW demand |  |  | QDHW | (DHW+Distribution) |  |  | 1841.4715 | kWh
[5 empty] | Solar contribution for DHW |  |  | hSolar, DHW | ('SolarDHW' worksheet) |  |  | 54.22%
[5 empty] | Effective DHW demand |  |  | QDHW,Wi=QDHW*(1-hSolar, DHW) |  |  |  | 0 | kWh
|  |  | Heat generator | [10 empty] | PE factor (non-renewable) | CO2 emissions factor (CO2-eq)
[14 empty] | kWhPE/kWhFinal | kg/kWh |  |  | Wärmequelle
|  |  | None |  | Definition of heat source for PE factor and CO2 emissions |  |  |  | 1-None | [5 empty] | 0 |  |  | 1
[5 empty] | PER-Faktoren (erneuerbare Primärenergie) |  |  |  | (Ermittlung in diesem Blatt) |  |  | 2.8¦4.5¦3.3 | kWhPER/kWhEnd
Definition of heat source for calculation of PER factor
[5 empty] | Heat net | Efficiency district heating net | Benötigte Endenergie |  |  | Bereit zu stellende Wärme
1
[5 empty] | PHC complex & boiler for peak loads | Fraction | Bereit zu stellende Wärme | Efficiency |  | Brennstoff-einsatz | Stromproduktion
[8 empty] | Electricity | Heat |  |  |  |  | PER factors energy carrier | PER factors CGS
[5 empty] | PHC complex |  | #VALUE! |  |  | #VALUE! | #VALUE! |  | Within biomass budget | 1.1 | 2.8
[5 empty] | Boiler for peak loads | 1 | #VALUE! |  |  | #VALUE! |  |  | Excess of biomass budget | 1.65 | 4.5
[5 empty] | Total | 1 | #VALUE! |  |  | #VALUE! |  |  | DHW Summer | 1.3 | 3.3
[5 empty] | Referenzanlage: Gutschrift |  |  | 0.55 |  | #VALUE! | #VALUE!
[5 empty] | Verbleibender Bedarf |  |  |  |  | #VALUE!
[5 empty] | Performance ratio of heat transfer station |  |  | ha,HX
[5 empty] | Utilisation factor of heat transfer station |  |  | ha,SHX |  |  |  | 0
[12 empty] | kWh/a |  | kWh/(m²a)
[5 empty] | Final energy demand heat generation |  |  | Qfinal | = QUse* ea,DH |  |  | 0 |  | 0
[5 empty] | Annual PE demand (non-renewable primary energy) | [6 empty] | 0 |  | 0
[12 empty] | kg/a |  | kg/(m²a)
[5 empty] | Annual CO2-equivalent emissions | [6 empty] | 0 |  | 0
PER gerundet

## Data
Daten
PHPP Version | 9.3 | [6 empty] | 1-PE-factors (non-renewable) PHI Certification
Table of PER and PE factors as well as CO2-equivalent emission factors of different energy carriers and uses from different sources | [5 empty] | Country | GB-United Kingdom/ Britain | GB- | [9 empty] | Table of cumulative energy demand and CO2-equivalent factors for different countries and regions according to GEMIS 4.6
|  |  |  | Transfer to 'PER' worksheet |  | Selection columns
Energy type | Number | Energy carrier | PER-factor | 1-PE-factors (non-renewable) PHI Certification | 1-CO2 factors GEMIS (Germany) | 1-PE-factors (non-renewable) PHI Certification | 2-PE-factors EnEV 2014 (non-renewable) | 3-PE-Factors according to DIN V 18599-1:2011-12, Ber.1 2013-05 (non regenerative) | 4-PE-Factors according to DIN V 18599-1:2011-12 Ber.1 2013-05 (complete) | 5-Cumulated energy consumption factors according to GEMIS Germany (non regenerative) | 6-Cumulated energy consumption factors according to GEMIS Germany (complete) | 7-PE factors Effizienzhaus Plus | 8-PE-Factors user determined | 1-CO2 factors GEMIS (Germany) | 2-CO2-Factors user determined |  |  | Country | Cumulative energy demand factors (non-regenerative) Electricity mix GEMIS 4.6 | Cumulative energy demand factors (non-regenerative) Electricity mix GEMIS 4.6 | CO2 factors electricity mix GEMIS 4.6
|  |  | kWhprim-el/ kWhFinal | kWhprim/ kWhFinal | kgCO2eq/ kWhFinal | kWhprim/ kWhFinal | kWhprim/ kWhFinal | kWhprim/ kWhFinal | kWhprim/ kWhFinal | kWhprim/ kWhFinal | kWhprim/ kWhFinal | kWhprim/ kWhFinal | kWhprim/ kWhFinal | kgCO2eq/ kWhFinal | kgCO2eq/ kWhFinal |  |  |  | kWhprim/ kWhFinal | kWhprim/ kWhFinal | kgCO2eq/ kWhFinal |  |  | Row index
| 10 | None
Fuel source | 20 | Heating oil | 2.3 | 1.1 | 0.32 | 1.1 | 1.1 | 1.1 | 1.1 | 1.18 | 1.18 | 1.1 |  | 0.32 |  |  |  | EU-15 | 2.4163 | 2.7999 | 0.4246 |  |  | 1
| 30 | Natural gas | 1.75 | 1.1 | 0.25 | 1.1 | 1.1 | 1.1 | 1.1 | 1.15 | 1.16 | 1.1 |  | 0.25 |  |  |  | EU-10 | 2.7825 | 2.9175 | 0.75478 |  |  | 2
| 31 | LPG | 1.75 | 1.1 | 0.27 | 1.1 | 1.1 | 1.1 | 1.1 | 1.13 | 1.14 | 1.1 |  | 0.27 |  |  |  | EU-25 | 2.4575 | 2.8131 | 0.46158 |  |  | 3
| 41 | Hard coal | 2.3 | 1.1 | 0.444 | 1.1 | 1.1 | 1.1 | 1.1 | 1.08 | 1.09 | 1.1 |  | 0.444 |  |  |  | EU-27 | 2.463 | 2.8131 | 0.46545 |  |  | 4
| 42 | Brown coal | 2.3 | 1.2 | 0.455 | 1.2 | 1.2 | 1.2 | 1.2 | 1.23 | 1.24 | 1.2 |  | 0.455 |  |  |  | TR | 2.0712 | 2.3194 | 0.54699 |  |  | 5
| 32 | Biogas | 1.1 | 1.1 | - | 1.1 | 1.1 | 0.5 | 1.5 | - | - | 0.5 |  | - |  |  |  | UA | 3.4462 | 3.4833 | 0.56444 |  |  | 6
| 21 | Pyrolysis oil or bio oil | 1.1 | 1.1 | - | 1.1 | 1.1 | 0.5 | 1.5 | - | - | 0.5 |  | - |  |  |  | BY | 4.0239 | 4.0306 | 0.87481 |  |  | 7
| 43 | Wood | 1.1 | 0.2 | - | 0.2 | 0.2 | 0.2 | 1.2 | - | - | 0.2 |  | - |  |  |  | RU | 2.737 | 2.9113 | 0.58849 |  |  | 8
| 44 | Wood logs | 1.1 | 0.2 | 0.017 | 0.2 | 0.2 | 0.2 | 1.2 | 0.030513 | 1.0339 | 0.2 |  | 0.017 |  |  |  | CA | 1.1165 | 1.8319 | 0.2239 |  |  | 9
| 50 | Pellets | 1.1 | 0.2 | 0.025 | 0.2 | 0.2 | 0.2 | 1.2 | 0.090439 | 1.1111 | 0.2 |  | 0.025 |  |  |  | US | 2.5204 | 2.7573 | 0.64382 |  |  | 10
| 46 | Forest woodchips | 1.1 | 0.2 | 0.026 | 0.2 | 0.2 | 0.2 | 1.2 | 0.081648 | 1.1006 | 0.2 |  | 0.026 |  |  |  | AU | 2.1453 | 2.2813 | 0.74056 |  |  | 11
| 47 | Poplar woodchips | 1.1 | 0.2 | 0.037 | 0.2 | 0.2 | 0.2 | 1.2 | 0.092943 | 1.1133 | 0.2 |  | 0.037 |  |  |  | JP | 2.5414 | 2.7016 | 0.50019 |  |  | 12
| 33 | RE-Gas | 1.75 | [6 empty] | - | - |  |  | - |  |  |  | BR | 0.44191 | 1.428 | 0.62932 |  |  | 13
| 22 | RE-Methanol | 2.3 | [6 empty] | - | - |  |  | - |  |  |  | CN | 2.2003 | 2.4344 | 0.81322 |  |  | 14
| 48 | Biomass | 1.1 | [6 empty] | - | - |  |  | - |  |  |  | IN | 3.0303 | 3.0844 | 0.98954 |  |  | 15
Electricity | 60 | Electricity-mix |  | 2.6 | 0.532 | 2.6 | 2.4 | 2 | 2.5 | 1.85 | 2.45 | 2.4 |  | 0.532 |  |  |  | ID | 2.9671 | 3.1042 | 0.92502 |  |  | 16
| 61 | Electricity mix from CHC |  | 2.5 | 1.008 | 2.5 | 2.5 | 2.5 | 2.5 | 2.4 | 2.4 | 2.8 |  | 1.008 |  |  |  | MA | 2.3064 | 2.358 | 0.67565 |  |  | 17
| 00 | Primary electricity | 1 | [6 empty] | - | - |  |  | - |  |  |  | DZ | 2.0671 | 2.0682 | 0.43503 |  |  | 18
| 01 | Household electricity | 1.3 | 2.6 | - | 2.6 | 2.4 | 2 | 2.5 | - | - | 2.4 |  | - |  |  |  | ZA | 2.8036 | 2.814 | 1.0205 |  |  | 19
| 02 | Electricity for DHW | 1.3 | 2.6 | - | 2.6 | 2.4 | 2 | 2.5 | - | - | 2.4 |  | - | [9 empty] | 20
| 03 | Electricity for heating | 1.65 | 2.6 | - | 2.6 | 2.4 | 2 | 2.5 | - | - | 2.4 |  | - | [9 empty] | 21
| 04 | Electricity for cooling | 1 | 2.6 | - | 2.6 | 2.4 | 2 | 2.5 | - | - | 2.4 |  | - | [9 empty] | 22
| 05 | Electricity for dehumidification | 1.05 | 2.6 | - | 2.6 | 2.4 | 2 | 2.5 | - | - | 2.4 |  | - | [9 empty] | 23
| 06 | Platzhalter_EE-Stromanwendung | - | 2.6 | - | 2.6 | 2.4 | 2 | 2.5 | - | - | 2.4 |  | - | [9 empty] | 24
| 62 | Electricity from photovoltaics | 1 | 0 | - | 0 | 0 | 0 | 1 | - | - | 2.8 |  | - | [9 empty] | 25
| 63 | Monocrystalline photovoltaic electric solar energy panels | 1 | 0 | 0.13 | 0 | 0 | 0 | 1 | 0.47 | 1.53 | 2.8 |  | 0.13 | [9 empty] | 26
| 64 | Polycrystalline photovoltaic electric solar energy panels | 1 | 0 | 0.063 | 0 | 0 | 0 | 1 | 0.23 | 1.25 | 2.8 |  | 0.063 | [9 empty] | 27
| 65 | Onshore wind power | 1 | 0 | 0.009 | 0 | 0 | 0 | 1 | 0.03 | 1.03 | 2.8 |  | 0.009 | [9 empty] | 28
| 66 | Offshore wind power | 1 | 0 | 0.022 | 0 | 0 | 0 | 1 | 0.03 | 1.03 | 2.8 |  | 0.022 | [9 empty] | 29
| 67 | Hydroelectric power station > 10MW | 1 | 0 | 0.003 | 0 | 0 | 0 | 1 | 0.01 | 1.01 | 2.8 |  | 0.003 | [9 empty] | 30
Environmental energy, solar thermal energy | 71 | Ground heat, geothermal energy | 0 | 0 | - | 0 | 0 | 0 | 1 | - | - | 0 |  | - | [9 empty] | 31
| 72 | Ambient high temperature | 0 | 0 | - | 0 | 0 | 0 | 1 | - | - | 0 |  | - | [9 empty] | 32
| 73 | Ambient low temperature | 0 | 0 | - | 0 | 0 | 0 | 1 | - | - | 0 |  | - | [9 empty] | 33
| 80 | Solar thermal flat plate collector (generation) | 1 | 0 | 0.045 | 0 | 0 | 0 | 1 | 0.15 | 1.16 | 0 |  | 0.045 | [9 empty] | 34
| 81 | Solar thermal evacuated tube collector (generation) | 1 | 0 | 0.025 | 0 | 0 | 0 | 1 | 0.09 | 1.09 | 0 |  | 0.025 | [9 empty] | 35
| 74 | Waste heat | 0 | 0 | - | 0 | 0 | 0 | 1 | - | - | 0 |  | - | [9 empty] | 36
User defined energy carrier (for generation, please enter | 98 | Eigener Energieträger | [5 empty] | 0 | 1 | - | - |  |  | - | [9 empty] | 37
user defined factords for demand in columns N and O) | 99 | [8 empty] | - | - |  |  | - | [9 empty] | 38
| 1 | 1-None |  | 0 | 0 | 0 | 0 |  |  | - | - |  |  | 0 | [9 empty] | 39
District heat | 10 | 10-Hard coal CGS 70% PHC |  | 0.8 | 0.24 | 0.8 | 0.8 |  |  | - | - |  |  | 0.24 | [9 empty] | 40
| 11 | 11-Hard coal CGS 35% PHC |  | 1.1 | 0.32 | 1.1 | 1.1 |  |  | - | - |  |  | 0.32 | [9 empty] | 41
| 12 | 12-Hard coal CGS 0% PHC |  | 1.5 | 0.41 | 1.5 | 1.5 |  |  | - | - |  |  | 0.41 | [9 empty] | 42
Gas CGS | 20 | 20-Gas CGS 70% PHC | Calculation | 0.7 | -0.07 | 0.7 | 0.7 |  |  | - | - |  |  | -0.07 | [9 empty] | 43
| 21 | 21-Gas CGS 35% KWK | in | 1.1 | 0.13 | 1.1 | 1.1 |  |  | - | - |  |  | 0.13 | [9 empty] | 44
| 22 | 22-Gas HS 0% PHC | 'District | 1.5 | 0.32 | 1.5 | 1.5 |  |  | - | - |  |  | 0.32 | [9 empty] | 45
Heating oil-EL CGS | 30 | 30-Oil CGS 70% PHC | heating' | 0.8 | 0.1 | 0.8 | 0.8 |  |  | - | - |  |  | 0.1 | [9 empty] | 46
| 31 | 31-Oil CGS 35% PHC | worksheet | 1.1 | 0.25 | 1.1 | 1.1 |  |  | - | - |  |  | 0.25 | [9 empty] | 47
| 32 | 32-Oil CGS 0% PHC |  | 1.5 | 0.41 | 1.5 | 1.5 |  |  | - | - |  |  | 0.41 | [9 empty] | 48
District heating: User determined | 40 | 40-Eigene Eingabe: 90% KWK |  | 0.8 | 0.24 |  |  |  |  | - | - |  |  | - | [9 empty] | 49
District heating combined heat power (CHP) | 13 | Fossil fuel |  | 0.7 | - | 0.7 | 0.7 | 0.7 | 0.7 | - | - |  |  | - | [9 empty] | 50
| 14 | Renewable fuel |  | 0 | - | 0 | 0 | 0 | 0.7 | - | - |  |  | - | [9 empty] | 51
District heating from heating station | 15 | Fossil fuel |  | 1.3 | - | 1.3 | 1.3 | 1.3 | 1.3 | - | - |  |  | - | [9 empty] | 52
| 16 | Renewable fuel |  | 0.1 | 0.117 | 0.1 | 0.1 | 0.1 | 1.3 | 0.39 | 1.48 |  |  | 0.117 | [9 empty] | 53
Heat generator |  |  | x) Gas will be used |  |  | 'PER' worksheet
No. | Type | Fuel ('Comparison' worksheet) |  |  |  | Selection of distribution system | - | - |  |  |  |  | Classes
1 | 1-None | [5 empty] | 1-HP compact unit | Compact unit, possibly additional heat carriers in this worksheet |  |  |  |  | Premium | 1-Classic
10 | 10-Improved gas condensing boiler | 1 | x |  |  |  | 2-Heat pump | HP, possibly HP ground |  |  |  |  | Plus | 2-Plus
11 | 11-Improved oil condensing boiler | 2 |  |  |  |  | 3-District heating, CGS | District heat |  |  |  |  | Classic | 3-Premium
12 | 12-Gas condensing boiler | 1 | x |  |  |  | 4-Heating boiler | Boiler |  |  |  |  | PHI Low Energy Building | 0-PHI Low Energy Building
13 | 13-Oil condensing boiler | 2 |  |  |  |  | 5-Direct electric (DHW heat storage) | - |  |  |  |  | Unachieved
20 | 20-Low temperature boiler gas | 1 | x |  |  |  | 6-Direct electrical (heating resistance / continuous flow water heater) | - |  |  |  |  | External RE-generation plant
21 | 21-Low temperature boiler oil | 2 |  |  |  |  | 7-Other | - |  |  |  |  | Requirement
30 | 30-Firewood pieces (direct and indirect heat emission) | 3 |  |  |  |  | - | - |  |  |  |  | Current building
31 | 31-Wood pellets (direct and indirect heat emission) | 4 |  |  |  |  | - | -
32 | 32-Wood pellets (only indirect heat emission) | 4 |  |  |  | Comments | Select different heat generation systems!
40 | 40-Reserve | [5 empty] | Check input!
Dishwashers and washing machines
1-DHW connection
2-Cold water connection
Clothes drying | Availability electricity | Availability evaporation
1-Clothes line | 1 | 1
2-Drying closet (cold!) | 1 | 1
3-Drying closet (cold!) in extract air | 0.9 | 0.9
4-Condensation dryer | 0.7 | 0
5-Electric exhaust air dryer | 1 | 1
6-Gas exhaust air dryer | 1 | 1
Cooking | Electric fraction | PE factor | CO2 factor | PER-factor
1-Electricity | 1 | 2.6 | 0.532 | 1.3
2-Natural gas | 0 | 1.1 | 0.25 | 1.75
3-LPG | 0 | 1.1 | 0.27 | 1.75
Verification: Building type |  | Verification: Show code
1-Residential building |  | PHPP9 display.code:
2-Non-residential building
Verification: Number of residents
1-Standard (only for residential buildings)
2-User determined
Verification: Calculation method
1 | Annual method
2 | Monthly method
Verification: Type of certification
1-Passive House | 1 | Passive House |  | 1-Component method |  | 1-New building
2-EnerPHit | 2 | EnerPHit | 2-PER (renewable) | 2-Energy demand method |  | 2-Refurbishment
3-PHI Low Energy Building | 3 | PHI Low Energy Building |  |  |  | 3-Step-by-step refurbishment
4-Other | 4 | Energy balance calculation
Verification: Information PER
Tips: In order to reach the selected standard, |  |  |  | you may: | you should:
Reduce the PER demand by | kWh/(m²a) | , or | and | the generated renewable energy for | kWh/m²Ground area/a
Reduce | kWh/(m²a) | the PER demand, or | and | Increase the generated renewable energy by | kWh/m²Ground area/a | , or
- Choose a combined measure
Verification: Task
1-Designer
2-Certifier
Heather:
23 / Climate: Hemsby / TFA: 95 m² / Heating: 26.6 kWh/(m²a) / Freq. overheating: 0 % / PER: 28.2 kWh/(m²a)
EnerPHit with PHPP Version 9.3
Electricity non-res: Types of lighting control
Manual
Automatic, permanently on
Automatic, not permanently on
Bus system
IHG: Building type | Appropriate IHGs for selected building:
10 | 10-Dwelling | 2.6284 | 10-Dwelling | 2.6284 | 20-Office / Admin. building | 3.5
11 | 11-Nursing home / students | 4.1 | 11-Nursing home / students | 4.1 | 21-School | 2.8
12 | 12-Other | 0 | 12-Other | 0 | 22-Other | 0
IHG: Type of values selected
2 | 2-Standard | No input is necessary | No input is necessary
3 | 3-PHPP calculation ('IHG' worksheet) | Enter here results from cell above:
HP: Function
1 | Heating
2 | DHW
3 | Heating & DHW
HP: Heat source
1 | 1-Outdoor air
2 | 2-Ground water
3 | 3-Ground probes
4 | 4-Horizontal ground collector
HP: Texts
Storage location within thermal envelope | 1-Inside
2-Outside
Heat pump regulation | 1-On/Off
2-Ideal
Space heating distribution system | 1-Underfloor heating
2-Radiators
3-Supply air heating
Post heating | 1-Elec. Immersion heater
2-Electric continuous flow water heater
Heat pump priority | 1-DHW-priority
2-Heating priority
Heat pumps - selection | None
Text for PHPP-variants macro: |  |  | Cell names:
Error: The worksheet has been checked. Denominations in cell A1 no longer match. |  |  | PHPP_MakroVar_FehlerKontrolleA1
Possible causes for this error:
- A worksheet has been copied and cell A1 of the copy has not been deleted.
- New columns have been inserted before column A or new rows have been inserted before row 1.
- Cell A1 has been deleted.
Macro for variant calculation does not work on this file!
Error: It was not possible to check if the changed cells are relevant. |  |  | PHPP_MakroVar_FehlerIntBereich
Probably there are necessary cell names that are no longer existing
Error: The necessary cell name no longer exists |  |  | PHPP_MakroVar_FehlerZellname
Error: More than one worksheets have the same denomination for cell A1 or cell A1 has been deleted. |  |  | PHPP_MakroVar_FehlerA1
Error: There have been modifications to row 1. |  |  | PHPP_MakroVar_FehlerZeile1
Unexpected error: |  |  | PHPP_MakroVar_Fehlerunerwartet
Macro has not been executed or has only been partially executed!
Macro has not been executed! (due to changes on 'PER' worksheet: macro has possibly been partially executed) |  |  | PHPP_MakroVar_Fehler0
Information: The cost efficiency comparison has not been implemented on the basis of single building elements
HP Ground: Configuration of probe field
A | Individual probe | 1
B | 2 probes in a row | 2
C | 3 probes in a row | 3
D | 4 probes in a row | 4
HP Ground: Type of probe
A | B
Double-U | Coaxial
Climate: Texts |  | Climate: texts 2
User Data |  | Yes
No humidity data. |  | No
Sky temperature as calculated by PHPP |  | Dehumidification
Error(s) |  | Dehumidification
All |  | Arctic
Design temperature [°C] |  | Cold
(from climate zone) |  | Cool-temperate
(from location) |  | Warm-temperate
(user determined) |  | Warm
Hot
km distance |  | Very hot
No requirements
Yes, directly electric
Vacuum or quadruple thermally insulated glazing
Triple or quadruple thermally insulated glazing
Triple thermally insulated glazing
Double thermally insulated glazing
Double solar protective glazing
Triple solar protective glazing
Shading, night ventilation
Shading, night ventilation, cool colours
Shading, cool colours, solar protective glazing
Shading, cool colours, solar protective glazing
Sorting: |  | Recommended glazing
1-Alphabetic sorting |  | Reduction cooling demand
2-Sorting: By ID
Sorting lists of components |  | Components: Texts
1-Sorting: LIKE LIST |  | Recommended starting values for optimisation: U-values for walls and roofs ¦ Floor slabs:
2-Sorting: BY ID |  | Recommended glazing type to start planning:
(Please consider the comfort criterion!)
No. of certified component |  | Recommended specifications to start planning:
1 |  | Frost protection:
2 |  | Humidity recovery:
3 |  | Frost protection necessary (input as in Component database)
4 |  | yes
5
6
7
8
9
10
11
12
13
14
15
16
17
18
19
20
Options: yes / no | Inquiry 0/1
0-No | 0 | no
1-Yes | 1 | yes
DHW+Distribution |  | Connections | Mountings | Pipe clip | Storage | Buffer storage tank
1-None | 1 | 0.6 | 1.5 | 0.06 | 0-No storage tank | 0-No storage tank
2 - Moderate | 2 | 0.1 | 0.4 | 0.03 | 1-DHW and heating | 1-Existing storage tank
3 - Good | 3 | 0 | 0.1 | 0.005 | 2-DHW only
Anlagenkennwerte zu EnEV
Trinkwarmwasser: Trinkwarmwasserverteilung & Zirkulation |  |  | TWW V&Z1 | TWW V&Z2 | TWW V&Z3 | TWW V&Z4 | TWW V&Z5
| ANutz in m² |  | mit Zirkulation, Verteilung im unbeheizten Bereich | mit Zirkulation, Verteilung im beheizten Bereich | ohne Zirkulation, Verteilung im unbeheizten Bereich (bis max. 500 m² AN) | ohne Zirkulation, Verteilung im beheizten Bereich (bis max. 500 m² AN) | dezentral, Stichleitung, 2 Räume mit gemeinsamer Installationswand
spezif. Wärme-verlust | 100 | kWh/(m²a) | 14.6 | 12.1 | 6.7 | 5.1 | 1.01
(Tabelle C.1-2a) | 150 | kWh/(m²a) | 11.6 | 9.8 | 5.4 | 4.2 | 1.01
| 200 | kWh/(m²a) | 10.1 | 8.7 | 4.7 | 3.8 | 1.01
| 300 | kWh/(m²a) | 8.7 | 7.7 | 4 | 3.3 | 1.01
| 500 | kWh/(m²a) | 7.6 | 6.9 | 3.4 | 3 | 1.01
| 750 | kWh/(m²a) | 7.1 | 6.6 |  |  | 1.01
| 1000 | kWh/(m²a) | 6.9 | 6.5 |  |  | 1.01
| 1500 | kWh/(m²a) | 6.8 | 6.4 |  |  | 1.01
| 2500 | kWh/(m²a) | 6.6 | 6.3 |  |  | 1.01
| 5000 | kWh/(m²a) | 6.6 | 6.3 |  |  | 1.01
| 10000 | kWh/(m²a) | 6.6 | 6.3 |  |  | 1.01
ANutz in m²
Heizwärmegut-schrift | 100 | kWh/(m²a) | 1.7 | 5.4 | 1 | 2.3 | 0.45
(Tabelle C.1-2a) | 150 | kWh/(m²a) | 1.7 | 4.4 | 1 | 1.9 | 0.45
| 200 | kWh/(m²a) | 1.8 | 3.9 | 1 | 1.7 | 0.45
| 300 | kWh/(m²a) | 1.8 | 3.5 | 1 | 1.5 | 0.45
| 500 | kWh/(m²a) | 1.9 | 3.1 | 1 | 1.3 | 0.45
| 750 | kWh/(m²a) | 2 | 3 |  |  | 0.45
| 1000 | kWh/(m²a) | 2.1 | 2.9 |  |  | 0.45
| 1500 | kWh/(m²a) | 2.1 | 2.9 |  |  | 0.45
| 2500 | kWh/(m²a) | 2.2 | 2.8 |  |  | 0.45
| 5000 | kWh/(m²a) | 2.3 | 2.8 |  |  | 0.45
| 10000 | kWh/(m²a) | 2.3 | 2.8 |  |  | 0.45
ANutz in m²
Hilfsenergiebedarf | 100 | kWh/(m²a) | 1.14 | 1.14 | 0 | 0 | 0
(Tabelle C.1-2b) | 150 | kWh/(m²a) | 0.82 | 0.82 | 0 | 0 | 0
| 200 | kWh/(m²a) | 0.66 | 0.66 | 0 | 0 | 0
| 300 | kWh/(m²a) | 0.49 | 0.49 | 0 | 0 | 0
| 500 | kWh/(m²a) | 0.34 | 0.34 | 0 | 0 | 0
| 750 | kWh/(m²a) | 0.27 | 0.27 | 0 | 0 | 0
| 1000 | kWh/(m²a) | 0.22 | 0.22 | 0 | 0 | 0
| 1500 | kWh/(m²a) | 0.18 | 0.18 | 0 | 0 | 0
| 2500 | kWh/(m²a) | 0.14 | 0.14 | 0 | 0 | 0
| 5000 | kWh/(m²a) | 0.11 | 0.11 | 0 | 0 | 0
| 10000 | kWh/(m²a) | 0.09 | 0.09 | 0 | 0 | 0
Trinkwarmwasser: Speicherung des erwärmten Trinkwassers |  |  | TWW Sp1 | TWW Sp2 | TWW Sp3 | TWW Sp4
| ANutz in m² |  | indirekt beheizter Speicher, Aufstellung im beheizten Bereich | indirekt beheizter Speicher, Aufstellung im unbeheizten Bereich | Bivalenter Solarspeicher, Aufstellung im beheizten Bereich | Bivalenter Solarspeicher, Aufstellung im unbeheizten Bereich
spezif. Wärme-verlust | 100 | kWh/(m²a) | 5.3 | 6.5 | 3.5 | 4.3
(Tabelle C.1-3a) | 150 | kWh/(m²a) | 3.9 | 4.8 | 2.5 | 3.1
| 200 | kWh/(m²a) | 3.1 | 3.8 | 2 | 2.4
| 300 | kWh/(m²a) | 2.3 | 2.8 | 2.3 | 1.7
| 500 | kWh/(m²a) | 1.5 | 1.9 | 1.5 | 1.1
| 750 | kWh/(m²a) | 1.1 | 1.4 | 1.1 | 0.8
| 1000 | kWh/(m²a) | 0.9 | 1.1 | 0.9 | 0.6
| 1500 | kWh/(m²a) | 0.8 | 1 | 0.8 | 0.5
| 2500 | kWh/(m²a) | 0.7 | 0.9 | 0.7 | 0.3
| 5000 | kWh/(m²a) | 0.5 | 0.7 | 0.5 | 0.2
| 10000 | kWh/(m²a) | 0.4 | 0.5 | 0.4 | 0.1
ANutz in m²
Heizwärmegut-schrift | 100 | kWh/(m²a) | 2.4 | 0 | 1.6 | 0
(Tabelle C.1-3a) | 150 | kWh/(m²a) | 1.7 | 0 | 1.1 | 0
| 200 | kWh/(m²a) | 1.4 | 0 | 0.9 | 0
| 300 | kWh/(m²a) | 1 | 0 | 0.6 | 0
| 500 | kWh/(m²a) | 0.7 | 0 | 0.7 | 0
| 750 | kWh/(m²a) | 0.5 | 0 | 0.5 | 0
| 1000 | kWh/(m²a) | 0.4 | 0 | 0.4 | 0
| 1500 | kWh/(m²a) | 0.4 | 0 | 0.4 | 0
| 2500 | kWh/(m²a) | 0.3 | 0 | 0.3 | 0
| 5000 | kWh/(m²a) | 0.2 | 0 | 0.2 | 0
| 10000 | kWh/(m²a) | 0.2 | 0 | 0.2 | 0
ANutz in m²
Hilfsenergiebedarf | 100 | kWh/(m²a) | 0.11 | 0.11 | 0.11 | 0.11
(Tabelle C.1-3b) | 150 | kWh/(m²a) | 0.08 | 0.08 | 0.08 | 0.08
| 200 | kWh/(m²a) | 0.07 | 0.07 | 0.07 | 0.07
| 300 | kWh/(m²a) | 0.05 | 0.05 | 0.05 | 0.05
| 500 | kWh/(m²a) | 0.04 | 0.04 | 0.04 | 0.04
| 750 | kWh/(m²a) | 0.04 | 0.04 | 0.04 | 0.04
| 1000 | kWh/(m²a) | 0.03 | 0.03 | 0.03 | 0.03
| 1500 | kWh/(m²a) | 0.03 | 0.03 | 0.03 | 0.03
| 2500 | kWh/(m²a) | 0.03 | 0.03 | 0.03 | 0.03
| 5000 | kWh/(m²a) | 0.04 | 0.04 | 0.04 | 0.04
| 10000 | kWh/(m²a) | 0.04 | 0.04 | 0.04 | 0.04
Trinkwarmwasser: Erzeugung der Wärme für die Trinkwassererwärmung |  |  | TWW Erz1 | TWW Erz2 | TWW Erz3 | TWW Erz4 | TWW Erz5 | TWW Erz6 | TWW Erz7 | TWW Erz8 |  | TWW Erz9 | TWW Erz10 | TWW Erz11 | TWW Erz12 | TWW Erz13 | TWW Erz14 | TWW Erz15 | TWW Erz16 | TWW Erz17 | TWW Erz18 | TWW Erz19
| ANutz in m² |  | Konstant-temperatur-kessel | Niedertem-peratur-Kessel | Brennwert-kessel | Kombikes-sel Niedertem-peratur, kl. Speicher & DL (bis max 500 m² AN) | Kombikes-sel Brennwert, kl. Speicher & DL (bis max. 500 m² AN) | Elektro-Durchlaufer-hitzer oder Speicher | thermische Solaranlage | Fern-/Nahwärme-Übergabe-station |  | Elektro-wärmepumpe Wasser/Wasser | Elektro-wärmepumpe Erdreich/Wasser | Elektro-wärmepumpe Luft/Wasser | Elektro-wärmepumpe Abluft/Wasser | Trinkwasser-wärmepumpe Abluft/Zuluft mit WÜT nWRG=0,6 | Trinkwasser-wärmepumpe Abluft/Zuluft mit WÜT nWRG=0,8 | Elektro-Heizstab | Stückholz-Feuerung direkte u. indirekte Wärme-abgabe | Pellet-Feuerung direkte u. indirekte Wärme-abgabe | Pellet-Feuerung nur direkte Wärme-abgabe an Heizkreis | Brennwert-Kessel verbessert
Aufwandszahl | 100 | [ - ] | 1.82 | 1.21 | 1.17 | 1.41 | 1.36 | 1 | 0 | 1.14 |  | 0.23 | 0.27 | 0.3 | 0.29 | 0.29 | 0.31 | 1 | 1.75 | 1.48 | 1.37 | 1.15
(Tabelle C.1-4b/d) | 150 | [ - ] | 1.71 | 1.19 | 1.15 | 1.32 | 1.28 | 1 | 0 | 1.14 |  | 0.23 | 0.27 | 0.3 | 0.29 | 0.29 | 0.31 | 1 | 1.76 | 1.49 | 1.37 | 1.13
| 200 | [ - ] | 1.64 | 1.18 | 1.14 | 1.27 | 1.24 | 1 | 0 | 1.14 |  | 0.23 | 0.27 | 0.3 | 0.29 | 0.29 | 0.31 | 1 | 1.75 | 1.49 | 1.38 | 1.12
| 300 | [ - ] | 1.56 | 1.17 | 1.13 | 1.22 | 1.19 | 1 | 0 | 1.14 |  | 0.23 | 0.27 | 0.3 | 0.29 | 0.29 | 0.31 | 1 | 1.74 | 1.47 | 1.37 | 1.11
| 500 | [ - ] | 1.46 | 1.15 | 1.12 | 1.18 | 1.15 | 1 | 0 | 1.14 |  | 0.23 | 0.27 | 0.3 | 0.29 | 0.29 | 0.31 | 1 | 1.71 | 1.45 | 1.36 | 1.1
| 750 | [ - ] | 1.4 | 1.14 | 1.11 | 1.18 | 1.15 | 1 | 0 | 1.14 |  | 0.23 | 0.27 | 0.3 | 0.29 | 0.29 | 0.31 | 1 |  |  |  | 1.09
| 1000 | [ - ] | 1.36 | 1.14 | 1.1 | 1.18 | 1.15 | 1 | 0 | 1.14 |  | 0.23 | 0.27 | 0.3 | 0.29 | 0.29 | 0.31 | 1 |  |  |  | 1.08
| 1500 | [ - ] | 1.31 | 1.13 | 1.1 | 1.18 | 1.15 | 1 | 0 | 1.14 |  | 0.23 | 0.27 | 0.3 | 0.29 | 0.29 | 0.31 | 1 |  |  |  | 1.07
| 2500 | [ - ] | 1.26 | 1.12 | 1.09 | 1.18 | 1.15 | 1 | 0 | 1.14 |  | 0.23 | 0.27 | 0.3 | 0.29 | 0.29 | 0.31 | 1 |  |  |  | 1.07
| 5000 | [ - ] | 1.21 | 1.11 | 1.08 | 1.18 | 1.15 | 1 | 0 | 1.14 |  | 0.23 | 0.27 | 0.3 | 0.29 | 0.29 | 0.31 | 1 |  |  |  | 1.06
| 10000 | [ - ] | 1.17 | 1.1 | 1.08 | 1.18 | 1.15 | 1 | 0 | 1.14 |  | 0.23 | 0.27 | 0.3 | 0.29 | 0.29 | 0.31 | 1 |  |  |  | 1.05
ANutz in m²
Hilfsenergiebedarf | 100 | [kWh/(m²a)] | 0.3 | 0.3 | 0.3 | 0.2 | 0.2 | 0 | 1 | 0.4 |  | 0.50477 | 0.31548 | 0 | 0 | 0 | 0 | 0 | 0 | 0 | 0 | 0.3
(Tabelle C.1-4b) | 150 | [kWh/(m²a)] | 0.24 | 0.24 | 0.24 | 0.19 | 0.19 | 0 | 1 | 0.4 |  | 0.48471 | 0.30294 | 0 | 0 | 0 | 0 | 0 | 0 | 0 | 0 | 0.24
| 200 | [kWh/(m²a)] | 0.21 | 0.21 | 0.21 | 0.18 | 0.18 | 0 | 1 | 0.4 |  | 0.47096 | 0.29435 | 0 | 0 | 0 | 0 | 0 | 0 | 0 | 0 | 0.21
| 300 | [kWh/(m²a)] | 0.17 | 0.17 | 0.17 | 0.17 | 0.17 | 0 | 1 | 0.4 |  | 0.45225 | 0.28266 | 0 | 0 | 0 | 0 | 0 | 0 | 0 | 0 | 0.17
| 500 | [kWh/(m²a)] | 0.13 | 0.13 | 0.13 | 0.17 | 0.17 | 0 | 1 | 0.4 |  | 0.42973 | 0.26858 | 0 | 0 | 0 | 0 | 0 | 0 | 0 | 0 | 0.13
| 750 | [kWh/(m²a)] | 0.11 | 0.11 | 0.11 | 0.17 | 0.17 | 0 | 1 | 0.4 |  | 0.41265 | 0.25791 | 0 | 0 | 0 | 0 | 0 | 0 | 0 | 0 | 0.11
| 1000 | [kWh/(m²a)] | 0.1 | 0.1 | 0.1 | 0.17 | 0.17 | 0 | 1 | 0.4 |  | 0.40095 | 0.25059 | 0 | 0 | 0 | 0 | 0 |  |  |  | 0.1
| 1500 | [kWh/(m²a)] | 0.084 | 0.084 | 0.084 | 0.17 | 0.17 | 0 | 1 | 0.4 |  | 0.38502 | 0.24064 | 0 | 0 | 0 | 0 | 0 |  |  |  | 0.084
| 2500 | [kWh/(m²a)] | 0.069 | 0.069 | 0.069 | 0.17 | 0.17 | 0 | 1 | 0.4 |  | 0.36584 | 0.22865 | 0 | 0 | 0 | 0 | 0 |  |  |  | 0.069
| 5000 | [kWh/(m²a)] | 0.054 | 0.054 | 0.054 | 0.17 | 0.17 | 0 | 1 | 0.4 |  | 0.34134 | 0.21334 | 0 | 0 | 0 | 0 | 0 |  |  |  | 0.054
| 10000 | [kWh/(m²a)] | 0.044 | 0.044 | 0.044 | 0.17 | 0.17 | 0 | 1 | 0.4 |  | 0.31849 | 0.19905 | 0 | 0 | 0 | 0 | 0 |  |  |  | 0.044
Heizung: Übergabe der Wärme an den Raum |  |  | HW Üb1 | HW Üb2 | HW Üb3 | HW Üb4 | HW Üb5 | HW Üb6 | HW Üb7 | HW Üb8 |  | HW Üb9
(Tabelle C.3-1) |  |  | Thermostatventile, Proportional-bereich 1K | Thermostatventile, Proportional-bereich 2K | PI-Regler, zeit- und temperaturabhängig | Flächenheizung, Einzelraumregelung mit Zweipunktregler, Schaltdifferenz 1K | Flächenheizung, Einzelraumregelung mit Zweipunktregler, Schaltdifferenz 2K | Elektro-Direktheizung, Außenwandbereich | Elektro-Speicherheizung, Außenwandbereich | Elektro-Direktheizung, Innenwandbereich, Regelung zeit- u. temperaturabhängig (PI) |  | Elektro-Speicherheizung, Innenwandbereich
spezif. Wärme-verlust |  | kWh/(m²a) | 1.1 | 3.3 | 0.7 | 1.1 | 3.3 | 0.7 | 4.4 | 1.8 |  | 5.5
Heizung: Verteilung der Raumwärme |  |  | HW Vtlg1 | HW Vtlg2 | HW Vtlg3 | HW Vtlg4 | HW Vtlg5 | HW Vtlg6 | HW Vtlg7 | HW Vtlg8 |  | HW Vtlg9 | HW Vtlg10 | HW Vtlg11 | HW Vtlg12 | HW Vtlg13 | HW Vtlg14 | HW Vtlg15 | HW Vtlg16 | HW Vtlg17 | HW Vtlg18 | HW Vtlg19
| ANutz in m² |  | horiz. Verteilung unbeheizt, Verteilung außen, 70/55°C, ungeregelte Pumpe | horiz. Verteilung unbeheizt, Verteilung außen, 55/45°C, geregelte Pumpe | horiz. Verteilung unbeheizt, Verteilung außen, 35/28°C, ungeregelte Pumpe | horiz. Verteilung unbeheizt, Verteilung innen, 70/55°C, ungeregelte Pumpe | horiz. Verteilung unbeheizt, Verteilung innen, 55/45°C, geregelte Pumpe | horiz. Verteilung unbeheizt, Verteilung innen, 35/28°C, ungeregelte Pumpe | horiz. Verteilung beheizt, Verteilung außen, 70/55°C, ungeregelte Pumpe | horiz. Verteilung beheizt, Verteilung außen, 55/45°C, ungeregelte Pumpe |  | horiz. Verteilung beheizt, Verteilung außen, 35/28°C, ungeregelte Pumpe | horiz. Verteilung beheizt, Verteilung innen, 70/55°C, ungeregelte Pumpe | horiz. Verteilung beheizt, Verteilung innen, 55/45°C, geregelte Pumpe | horiz. Verteilung beheizt, Verteilung innen, 35/28°C, ungeregelte Pumpe | horiz. Verteilung beheizt, Verteilung außen, 55/45°C, geregelte Pumpe | horiz. Verteilung unbeheizt, Verteilung außen, 70/55°C, geregelte Pumpe | horiz. Verteilung unbeheizt, Verteilung außen, 35/28°C, geregelte Pumpe | horiz. Verteilung beheizt, Verteilung außen, 70/55°C, geregelte Pumpe | horiz. Verteilung beheizt, Verteilung außen, 35/28°C, geregelte Pumpe | horiz. Verteilung unbeheizt, Verteilung außen, 90/70°C, geregelte Pumpe | horiz. Verteilung beheizt, Verteilung außen, 90/70°C, geregelte Pumpe
spezif. Wärme-verlust | 100 | kWh/(m²a) | 11.4 | 8.6 | 4.4 | 10.3 | 7.8 | 4 | 3.1 | 2.2 |  | 0.8 | 2.9 | 2.1 | 0.7 | 2.2 | 11.4 | 4.4 | 3.1 | 0.8 | 15.5 | 4.3
(Tabelle C.3-2a/b/c/d) | 150 | kWh/(m²a) | 8.6 | 6.5 | 3.2 | 7.7 | 5.8 | 2.9 | 2.7 | 1.9 |  | 0.7 | 2.5 | 1.8 | 0.6 | 1.9 | 8.6 | 3.2 | 2.7 | 0.7 | 11.5 | 3.8
| 200 | kWh/(m²a) | 7.2 | 5.4 | 2.7 | 6.3 | 4.8 | 2.3 | 2.5 | 1.7 |  | 0.6 | 2.3 | 1.6 | 0.6 | 1.7 | 7.2 | 2.7 | 2.5 | 0.6 | 9.7 | 3.5
| 300 | kWh/(m²a) | 5.8 | 4.4 | 2.1 | 5 | 3.7 | 1.8 | 2.2 | 1.6 |  | 0.6 | 2.1 | 1.5 | 0.5 | 1.6 | 5.8 | 2.1 | 2.2 | 0.6 | 7.9 | 3.2
| 500 | kWh/(m²a) | 4.7 | 3.5 | 1.7 | 3.9 | 2.9 | 1.3 | 2.1 | 1.5 |  | 0.5 | 2 | 1.4 | 0.5 | 1.5 | 4.7 | 1.7 | 2.1 | 0.5 | 6.4 | 2.9
| 750 | kWh/(m²a) | 4.2 | 3.1 | 1.4 | 3.4 | 2.5 | 1.1 | 2 | 1.4 |  | 0.5 | 1.9 | 1.3 | 0.5 | 1.4 | 4.2 | 1.4 | 2 | 0.5 | 5.7 | 2.8
| 1000 | kWh/(m²a) | 3.9 | 2.9 | 1.3 | 3.1 | 2.3 | 1 | 2 | 1.4 |  | 0.5 | 1.8 | 1.3 | 0.5 | 1.4 | 3.9 | 1.3 | 2 | 0.5 | 5.3 | 2.8
| 1500 | kWh/(m²a) | 3.6 | 2.7 | 1.2 | 2.9 | 2.1 | 0.9 | 1.9 | 1.3 |  | 0.5 | 1.8 | 1.3 | 0.4 | 1.3 | 3.6 | 1.2 | 1.9 | 0.5 | 4.9 | 2.7
| 2500 | kWh/(m²a) | 3.4 | 2.5 | 1.1 | 2.7 | 1.9 | 0.8 | 1.9 | 1.3 |  | 0.5 | 1.8 | 1.2 | 0.4 | 1.3 | 3.4 | 1.1 | 1.9 | 0.5 | 4.6 | 2.7
| 5000 | kWh/(m²a) | 3.2 | 2.4 | 1.1 | 2.5 | 1.8 | 0.8 | 1.9 | 1.3 |  | 0.5 | 1.7 | 1.2 | 0.4 | 1.3 | 3.2 | 1.1 | 1.9 | 0.5 | 4.4 | 2.6
| 10000 | kWh/(m²a) | 3.1 | 2.3 | 1 | 2.4 | 1.8 | 0.7 | 1.9 | 1.3 |  | 0.5 | 1.7 | 1.2 | 0.4 | 1.3 | 3.1 | 1 | 1.9 | 0.5 | 4.3 | 2.6
ANutz in m²
Hilfsenergiebedarf | 100 | kWh/(m²a) | 2.22 | 1.98 | 4.22 | 2.22 | 1.98 | 4.22 | 2.22 | 2.38 |  | 4.22 | 2.22 | 1.98 | 4.22 | 1.98 | 1.85 | 3.52 | 1.85 | 3.52 | 1.69 | 1.69
(Tabelle C.3-2c/d) | 150 | kWh/(m²a) | 1.56 | 1.35 | 3.03 | 1.56 | 1.35 | 3.03 | 1.56 | 1.71 |  | 3.03 | 1.56 | 1.35 | 3.03 | 1.35 | 1.24 | 2.4 | 1.24 | 2.4 | 1.12 | 1.12
| 200 | kWh/(m²a) | 1.24 | 1.06 | 2.44 | 1.24 | 1.06 | 2.44 | 1.24 | 1.38 |  | 2.44 | 1.24 | 1.06 | 2.44 | 1.06 | 0.95 | 1.88 | 0.95 | 1.88 | 0.86 | 0.86
| 300 | kWh/(m²a) | 0.91 | 0.78 | 1.85 | 0.91 | 0.78 | 1.85 | 0.91 | 1.04 |  | 1.85 | 0.91 | 0.78 | 1.85 | 0.78 | 0.68 | 1.39 | 0.68 | 1.39 | 0.61 | 0.61
| 500 | kWh/(m²a) | 0.65 | 0.57 | 1.38 | 0.65 | 0.57 | 1.38 | 0.65 | 0.78 |  | 1.38 | 0.65 | 0.57 | 1.38 | 0.57 | 0.48 | 1.01 | 0.48 | 1.01 | 0.42 | 0.42
| 750 | kWh/(m²a) | 0.52 | 0.47 | 1.14 | 0.52 | 0.47 | 1.14 | 0.52 | 0.64 |  | 1.14 | 0.52 | 0.47 | 1.14 | 0.47 | 0.38 | 0.83 | 0.38 | 0.83 | 0.33 | 0.33
| 1000 | kWh/(m²a) | 0.46 | 0.42 | 1.02 | 0.46 | 0.42 | 1.02 | 0.46 | 0.58 |  | 1.02 | 0.46 | 0.42 | 1.02 | 0.42 | 0.33 | 0.74 | 0.33 | 0.74 | 0.28 | 0.28
| 1500 | kWh/(m²a) | 0.39 | 0.37 | 0.9 | 0.39 | 0.37 | 0.9 | 0.39 | 0.51 |  | 0.9 | 0.39 | 0.37 | 0.9 | 0.37 | 0.28 | 0.65 | 0.28 | 0.65 | 0.23 | 0.23
| 2500 | kWh/(m²a) | 0.34 | 0.33 | 0.81 | 0.34 | 0.33 | 0.81 | 0.34 | 0.46 |  | 0.81 | 0.34 | 0.33 | 0.81 | 0.33 | 0.24 | 0.58 | 0.24 | 0.58 | 0.2 | 0.2
| 5000 | kWh/(m²a) | 0.3 | 0.3 | 0.74 | 0.3 | 0.3 | 0.74 | 0.3 | 0.42 |  | 0.74 | 0.3 | 0.3 | 0.74 | 0.3 | 0.22 | 0.53 | 0.22 | 0.53 | 0.17 | 0.17
| 10000 | kWh/(m²a) | 0.28 | 0.28 | 0.7 | 0.28 | 0.28 | 0.7 | 0.28 | 0.4 |  | 0.7 | 0.28 | 0.28 | 0.7 | 0.28 | 0.2 | 0.5 | 0.2 | 0.5 | 0.16 | 0.16
Heizung: Speicherung der Heizwärme |  |  | HW Üb1: HW Sp1; HW Üb2: HW Sp2; HW Üb3: HW Sp3; HW Üb4: HW Sp4
| ANutz in m² |  | HW Üb1: Speicher, 55/45°C, beheizt; HW Üb2: Speicher, 35/28°C, beheizt; HW Üb3: Speicher, 55/45°C, unbeheizt; HW Üb4: Speicher, 35/28°C, unbeheizt
spezif. Wärme-verlust | 100 | kWh/(m²a) | HW Üb1: 1.5; HW Üb2: 0.1; HW Üb3: 2.8; HW Üb4: 0.3
(Tabelle C.3-3) | 150 | kWh/(m²a) | HW Üb1: 1.1; HW Üb2: 0.1; HW Üb3: 2; HW Üb4: 0.2
| 200 | kWh/(m²a) | HW Üb1: 0.9; HW Üb2: 0.1; HW Üb3: 1.6; HW Üb4: 0.2
| 300 | kWh/(m²a) | HW Üb1: 0.7; HW Üb2: 0.1; HW Üb3: 1.2; HW Üb4: 0.1
| 500 | kWh/(m²a) | HW Üb1: 0.4; HW Üb2: 0; HW Üb3: 0.8; HW Üb4: 0.1
| 750 | kWh/(m²a) | HW Üb1: 0.3; HW Üb2: 0; HW Üb3: 0.6; HW Üb4: 0.1
| 1000 | kWh/(m²a) | HW Üb1: 0.3; HW Üb2: 0; HW Üb3: 0.5; HW Üb4: 0.1
| 1500 | kWh/(m²a) | HW Üb1: 0.2; HW Üb2: 0; HW Üb3: 0.3; HW Üb4: 0
| 2500 | kWh/(m²a) | HW Üb1: 0.1; HW Üb2: 0; HW Üb3: 0.2; HW Üb4: 0
| 5000 | kWh/(m²a) | HW Üb1: 0.1; HW Üb2: 0; HW Üb3: 0.2; HW Üb4: 0
| 10000 | kWh/(m²a) | HW Üb1: 0.1; HW Üb2: 0; HW Üb3: 0.2; HW Üb4: 0
ANutz in m²
Hilfsenergiebedarf | 100 | kWh/(m²a) | HW Üb1: 0.75; HW Üb2: 0.75; HW Üb3: 0.75; HW Üb4: 0.75
(Tabelle C.1-3b) | 150 | kWh/(m²a) | HW Üb1: 0.75; HW Üb2: 0.75; HW Üb3: 0.75; HW Üb4: 0.75
| 200 | kWh/(m²a) | HW Üb1: 0.75; HW Üb2: 0.75; HW Üb3: 0.75; HW Üb4: 0.75
| 300 | kWh/(m²a) | HW Üb1: 0.75; HW Üb2: 0.75; HW Üb3: 0.75; HW Üb4: 0.75
| 500 | kWh/(m²a) | HW Üb1: 0.75; HW Üb2: 0.75; HW Üb3: 0.75; HW Üb4: 0.75
| 750 | kWh/(m²a) | HW Üb1: 0.75; HW Üb2: 0.75; HW Üb3: 0.75; HW Üb4: 0.75
| 1000 | kWh/(m²a) | HW Üb1: 0.75; HW Üb2: 0.75; HW Üb3: 0.75; HW Üb4: 0.75
| 1500 | kWh/(m²a) | HW Üb1: 0.75; HW Üb2: 0.75; HW Üb3: 0.75; HW Üb4: 0.75
| 2500 | kWh/(m²a) | HW Üb1: 0.75; HW Üb2: 0.75; HW Üb3: 0.75; HW Üb4: 0.75
| 5000 | kWh/(m²a) | HW Üb1: 0.75; HW Üb2: 0.75; HW Üb3: 0.75; HW Üb4: 0.75
| 10000 | kWh/(m²a) | HW Üb1: 0.75; HW Üb2: 0.75; HW Üb3: 0.75; HW Üb4: 0.75
Heizung: Erzeugung der Heizwärme |  |  | HW Erz1 | HW Erz2 | HW Erz3 | HW Erz4 | HW Erz5 | HW Erz6 | HW Erz7 | HW Erz8 |  | HW Erz9 | HW Erz10 | HW Erz11 | HW Erz12 | HW Erz13 | HW Erz14 | HW Erz15 | HW Erz16 | HW Erz17 | HW Erz18 | HW Erz19 | HW Erz20 | HW Erz21 | HW Erz22 | HW Erz23 | HW Erz24 | HW Erz25 | HW Erz26 | HW Erz27 | HW Erz28 | HW Erz29 | HW Erz30
| ANutz in m² |  | Konstant-temperatur-kessel, im unbeheizten Bereich | Niedertem-peratur-Kessel, 55/45°C, im unbeheizten Bereich | Brennwert-kessel, 70/55°C im unbeheizten Bereich | Brennwert-kessel, 55/45°C im unbeheizten Bereich | Brennwert-kessel, 35/28°C im unbeheizten Bereich | Konstant-temperatur-kessel, im beheizten Bereich (bis max. 500 m² AN) | Niedertem-peratur-Kessel, 55/45°C, im beheizten Bereich (bis max. 500 m² AN) | Brennwert-kessel, 70/55°C im beheizten Bereich (bis max. 500 m² AN) |  | Brennwert-kessel, 55/45°C im beheizten Bereich (bis max. 500 m² AN) | Brennwert-kessel, 35/28°C im beheizten Bereich (bis max. 500 m² AN) | Elektro-wärmepumpe Wasser/Wasser 55/45°C | Elektro-wärmepumpe Wasser/Wasser 35/28°C | Elektro-wärmepumpe Erdreich/Wasser 55/45°C | Elektro-wärmepumpe Erdreich/Wasser 35/28°C | Elektro-wärmepumpe Luft/Wasser 55/45°C | Elektro-wärmepumpe Luft/Wasser 35/28°C | Elektro-wärmepumpe Abluft/Wasser 55/45°C | Elektro-wärmepumpe Abluft/Wasser 35/28°C | Elektro-Direkt-heizung | Elektro-Speicherheizung | Fern-/Nahwärme-Übergabe-station | Stückholz-Feuerung direkte u. indirekte Wärme-abgabe, im beheizten Bereich | Pellet-Feuerung direkte u. indirekte Wärme-abgabe, im beheizten Bereich | Pellet-Feuerung nur direkte Wärme-abgabe an Heizkreis | Brennwert-kessel, 70/55°C, verbessert im unbeheizten Bereich | Brennwert-kessel, 55/45°C, verbessert im unbeheizten Bereich | Brennwert-kessel, 35/28°C, verbessert im unbeheizten Bereich | Brennwert-kessel, 70/55°C, verbessert im beheizten Bereich (bis max. 500 m² AN) | Brennwert-kessel, 55/45°C, verbessert im beheizten Bereich (bis max. 500 m² AN) | Brennwert-kessel, 35/28°C, verbessert im beheizten Bereich (bis max. 500 m² AN)
Aufwandszahl | 100 | [ - ] | 1.38 | 1.14 | 1.08 | 1.05 | 1 | 1.3 | 1.09 | 1.03 |  | 1.01 | 0.99 | 0.23 | 0.19 | 0.27 | 0.23 | 0.37 | 0.3 |  |  | 1 |  | 1.01 | 1.75 | 1.48 | 1.37 | 1.03 | 1 | 0.95 | 0.98 | 0.97 | 0.94
(Tabelle C.3-4b/c) | 150 | [ - ] | 1.33 | 1.13 | 1.07 | 1.05 | 1 | 1.24 | 1.09 | 1.03 |  | 1.01 | 0.99 | 0.23 | 0.19 | 0.27 | 0.23 | 0.37 | 0.3 |  |  | 1 |  | 1.01 | 1.76 | 1.49 | 1.37 | 1.02 | 0.99 | 0.95 | 0.98 | 0.96 | 0.94
| 200 | [ - ] | 1.3 | 1.12 | 1.07 | 1.04 | 0.99 | 1.2 | 1.08 | 1.03 |  | 1.01 | 0.99 | 0.23 | 0.19 | 0.27 | 0.23 | 0.37 | 0.3 |  |  | 1 |  | 1.01 | 1.75 | 1.49 | 1.38 | 1.01 | 0.99 | 0.95 | 0.98 | 0.96 | 0.94
| 300 | [ - ] | 1.27 | 1.12 | 1.06 | 1.04 | 0.99 | 1.18 | 1.08 | 1.03 |  | 1.01 | 0.99 | 0.23 | 0.19 | 0.27 | 0.23 | 0.37 | 0.3 |  |  | 1 |  | 1.01 | 1.74 | 1.47 | 1.37 | 1.01 | 0.98 | 0.95 | 0.98 | 0.96 | 0.94
| 500 | [ - ] | 1.23 | 1.11 | 1.05 | 1.03 | 0.99 | 1.15 | 1.08 | 1.03 |  | 1.01 | 0.99 | 0.23 | 0.19 | 0.27 | 0.23 | 0.37 | 0.3 |  |  | 1 |  | 1.01 | 1.71 | 1.45 | 1.36 | 1 | 0.98 | 0.94 | 0.98 | 0.96 | 0.94
| 750 | [ - ] | 1.21 | 1.1 | 1.05 | 1.03 | 0.99 | 1.15 | 1.08 | 1.03 |  | HW Erz9: 1.01; HW Erz10: 0.99; HW Erz11: 0.23; HW Erz12: 0.19; HW Erz13: 0.27; HW Erz14: 0.23; HW Erz15: 0.37; HW Erz16: 0.3; HW Erz19: 1; HW Erz21: 1.01; HW Erz25: 1; HW Erz26: 0.98; HW Erz27: 0.94
| 1000 | [ - ] | 1.2 | 1.1 | 1.05 | 1.02 | 0.99 | 1.15 | 1.08 | 1.03 |  | HW Erz9: 1.01; HW Erz10: 0.99; HW Erz11: 0.23; HW Erz12: 0.19; HW Erz13: 0.27; HW Erz14: 0.23; HW Erz15: 0.37; HW Erz16: 0.3; HW Erz19: 1; HW Erz21: 1.01; HW Erz25: 0.99; HW Erz26: 0.97; HW Erz27: 0.94
| 1500 | [ - ] | 1.18 | 1.09 | 1.04 | 1.02 | 0.98 | 1.15 | 1.08 | 1.03 |  | HW Erz9: 1.01; HW Erz10: 0.99; HW Erz11: 0.23; HW Erz12: 0.19; HW Erz13: 0.27; HW Erz14: 0.23; HW Erz15: 0.37; HW Erz16: 0.3; HW Erz19: 1; HW Erz21: 1.01; HW Erz25: 0.99; HW Erz26: 0.97; HW Erz27: 0.94
| 2500 | [ - ] | 1.16 | 1.09 | 1.04 | 1.02 | 0.98 | 1.15 | 1.08 | 1.03 |  | HW Erz9: 1.01; HW Erz10: 0.99; HW Erz11: 0.23; HW Erz12: 0.19; HW Erz13: 0.27; HW Erz14: 0.23; HW Erz15: 0.37; HW Erz16: 0.3; HW Erz19: 1; HW Erz21: 1.01; HW Erz25: 0.99; HW Erz26: 0.97; HW Erz27: 0.94
| 5000 | [ - ] | 1.14 | 1.08 | 1.03 | 1.01 | 0.98 | 1.15 | 1.08 | 1.03 |  | HW Erz9: 1.01; HW Erz10: 0.99; HW Erz11: 0.23; HW Erz12: 0.19; HW Erz13: 0.27; HW Erz14: 0.23; HW Erz15: 0.37; HW Erz16: 0.3; HW Erz19: 1; HW Erz21: 1.01; HW Erz25: 0.98; HW Erz26: 0.97; HW Erz27: 0.93
| 10000 | [ - ] | 1.13 | 1.08 | 1.03 | 1.01 | 0.98 | 1.15 | 1.08 | 1.03 |  | HW Erz9: 1.01; HW Erz10: 0.99; HW Erz11: 0.23; HW Erz12: 0.19; HW Erz13: 0.27; HW Erz14: 0.23; HW Erz15: 0.37; HW Erz16: 0.3; HW Erz19: 1; HW Erz21: 1.01; HW Erz25: 0.98; HW Erz26: 0.96; HW Erz27: 0.93
ANutz in m²
Hilfsenergiebedarf | 100 | [kWh/(m²a)] | 0.79 | 0.79 | 0.79 | 0.79 | 0.79 | 0.79 | 0.79 | 0.79 |  | 0.79 | 0.79 | 2.0191 | 2.0191 | 1.1988 | 1.1988 | 0 | 0 |  |  | 0 |  | 0 | 0.19 | 1.96 | 2.05 | 0.79 | 0.79 | 0.79 | 0.79 | 0.79 | 0.79
(Tabelle C.3-4b) | 150 | [kWh/(m²a)] | 0.66 | 0.66 | 0.66 | 0.66 | 0.66 | 0.66 | 0.66 | 0.66 |  | 0.66 | 0.66 | 1.9388 | 1.9388 | 1.1512 | 1.1512 | 0 | 0 |  |  | 0 |  | 0 | 0.13 | 1.84 | 1.92 | 0.66 | 0.66 | 0.66 | 0.66 | 0.66 | 0.66
| 200 | [kWh/(m²a)] | 0.58 | 0.58 | 0.58 | 0.58 | 0.58 | 0.58 | 0.58 | 0.58 |  | 0.58 | 0.58 | 1.8839 | 1.8839 | 1.1185 | 1.1185 | 0 | 0 |  |  | 0 |  | 0 | 0.1 | 1.78 | 1.86 | 0.58 | 0.58 | 0.58 | 0.58 | 0.58 | 0.58
| 300 | [kWh/(m²a)] | 0.48 | 0.48 | 0.48 | 0.48 | 0.48 | 0.48 | 0.48 | 0.48 |  | 0.48 | 0.48 | 1.809 | 1.809 | 1.0741 | 1.0741 | 0 | 0 |  |  | 0 |  | 0 | 0.07 | 1.71 | 1.79 | 0.48 | 0.48 | 0.48 | 0.48 | 0.48 | 0.48
| 500 | [kWh/(m²a)] | 0.38 | 0.38 | 0.38 | 0.38 | 0.38 | 0.38 | 0.38 | 0.38 |  | 0.38 | 0.38 | 1.7189 | 1.7189 | 1.0206 | 1.0206 | 0 | 0 |  |  | 0 |  | 0 | 0.04 | 1.65 | 1.73 | 0.38 | 0.38 | 0.38 | 0.38 | 0.38 | 0.38
| 750 | [kWh/(m²a)] | 0.31 | 0.31 | 0.31 | 0.31 | 0.31 | 0.38 | 0.38 | 0.38 |  | 0.38 | 0.38 | 1.6506 | 1.6506 | 0.98005 | 0.98005 | 0 | 0 |  |  | 0 |  | 0 |  |  |  | 0.31 | 0.31 | 0.31 | 0.38 | 0.38 | 0.38
| 1000 | [kWh/(m²a)] | 0.27 | 0.27 | 0.27 | 0.27 | 0.27 | 0.38 | 0.38 | 0.38 |  | 0.38 | 0.38 | 1.6038 | 1.6038 | 0.95226 | 0.95226 | 0 | 0 |  |  | 0 |  | 0 |  |  |  | 0.27 | 0.27 | 0.27 | 0.38 | 0.38 | 0.38
| 1500 | [kWh/(m²a)] | 0.23 | 0.23 | 0.23 | 0.23 | 0.23 | 0.38 | 0.38 | 0.38 |  | 0.38 | 0.38 | 1.5401 | 1.5401 | 0.91442 | 0.91442 | 0 | 0 |  |  | 0 |  | 0 |  |  |  | 0.23 | 0.23 | 0.23 | 0.38 | 0.38 | 0.38
| 2500 | [kWh/(m²a)] | 0.18 | 0.18 | 0.18 | 0.18 | 0.18 | 0.38 | 0.38 | 0.38 |  | 0.38 | 0.38 | 1.4634 | 1.4634 | 0.86888 | 0.86888 | 0 | 0 |  |  | 0 |  | 0 |  |  |  | 0.18 | 0.18 | 0.18 | 0.38 | 0.38 | 0.38
| 5000 | [kWh/(m²a)] | 0.13 | 0.13 | 0.13 | 0.13 | 0.13 | 0.38 | 0.38 | 0.38 |  | 0.38 | 0.38 | 1.3654 | 1.3654 | 0.81069 | 0.81069 | 0 | 0 |  |  | 0 |  | 0 |  |  |  | 0.13 | 0.13 | 0.13 | 0.38 | 0.38 | 0.38
| 10000 | [kWh/(m²a)] | 0.09 | 0.09 | 0.09 | 0.09 | 0.09 | 0.38 | 0.38 | 0.38 |  | 0.38 | 0.38 | 1.2739 | 1.2739 | 0.7564 | 0.7564 | 0 | 0 |  |  | 0 |  | 0 |  |  |  | 0.09 | 0.09 | 0.09 | 0.38 | 0.38 | 0.38
Lüftungsanlage: Übergabe der Wärme an den Raum |  |  | La Üb1 | La Üb2 | La Üb3 | La Üb4 | La Üb5 | La Üb6 | La Üb7 | La Üb8
|  |  | Lüftungsanlage ohne Nachheizung | Lüftungsanlage mit Nachheizung, Luftauslässe im Außenwandbereich, mit Einzelraumregelung | Lüftungsanlage mit Nachheizung, Luftauslässe im Außenwandbereich, ohne Einzelraumregelung, mit zentraler Vorregelung | Lüftungsanlage mit Nachheizung, Luftauslässe im Außenwandbereich, ohne Einzelraumregelung, ohne zentrale Vorregelung | Lüftungsanlage mit Nachheizung, Luftauslässe im Innenwandbereich, mit Einzelraumregelung | Lüftungsanlage mit Nachheizung, Luftauslässe im Innenwandbereich, ohne Einzelraumregelung, mit zentraler Vorregelung | Lüftungsanlage mit Nachheizung, Luftauslässe im Innenwandbereich, ohne Einzelraumregelung, ohne zentrale Vorregelung
spezif. Wärme-verlust |  | kWh/(m²a) | 0 | 2.2 | 3.7 | 8.5 | 3.3 | 4.8 | 9.6
Hilfsenergiebedarf |  | kWh/(m²a) | 0 | 0 | 0 | 0 | 0 | 0 | 0
Lüftungsanlage: Verteilung der Wärme |  |  | LA Vtlg1 | LA Vtlg2 | LA Vtlg3 | LA Vtlg4 | LA Vtlg5 | LA Vtlg6 | LA Vtlg7 | LA Vtlg8 |  | LA Vtlg9 | LA Vtlg10 | LA Vtlg11
| ANutz in m² |  | Verteilung im unbeh. Dach, WRG durch Wärmeübertrager, Wärmebereitstellungsgrad 60% | Verteilung im unbeh. Dach, WRG durch Wärmeübertrager, Wärmebereitstellungsgrad 80% | Verteilung im unbeh. Keller, WRG durch Wärmeübertrager, Wärmebereitstellungsgrad 60% | Verteilung im unbeh. Keller, WRG durch Wärmeübertrager, Wärmebereitstellungsgrad 80% | Verteilung im beheizten Bereich, WRG durch Wärmeübertrager, Wärmebereitstellungsgrad 60% | #REF! | Verteilung im beheizten Bereich, ZuAbluft WP, mit/ohne TWW,ohne WÜT, ohne Heizregister, mit AC-Vent | Verteilung im beheizten Bereich, ZuAbluft WP, mit/ohne TWW,mit WÜT 60%, ohne Heizregister, mit AC-Vent |  | Verteilung im beheizten Bereich, ZuAbluft WP, mit/ohne TWW,mit WÜT 60%, ohne Heizregister, mit DC-Vent | Verteilung im beheizten Bereich, Heizregister Auslegung 35°C, mit/ohne WÜT, mit/ohne WP | Verteilung im beheizten Bereich, Heizregister Auslegung45°C, mit/ohne WÜT, mit/ohne WP
spezif. Wärme-verlust | 100 | kWh/(m²a) | 4.8 | 5.6 | 1.4 | 2.2 | 0 | 0 | 1.1 | 1.6 |  | 1.5 | 1.2 | 2
(Tabelle C..2-2) | 150 | kWh/(m²a) | 3.5 | 4.1 | 1 | 1.6 | 0 | 0 | 1 | 1.4 |  | 1.3 | 1 | 1.7
| 200 | kWh/(m²a) | 2.9 | 3.4 | 0.8 | 1.3 | 0 | 0 | 0.9 | 1.3 |  | 1.2 | 0.9 | 1.5
| 300 | kWh/(m²a) | 2.2 | 2.6 | 0.7 | 1 | 0 | 0 | 0.8 | 1.1 |  | 1 | 0.8 | 1.4
| 500 | kWh/(m²a) | 1.7 | 2 | 0.5 | 0.8 | 0 | 0 | 0.7 | 1 |  | 1 | 0.8 | 1.3
| 750 | kWh/(m²a) | 1.7 | 2 | 0.5 | 0.8 | 0 | 0 | 0.7 | 1 |  | 1 | 0.8 | 1.3
| 1000 | kWh/(m²a) | 1.7 | 2 | 0.5 | 0.8 | 0 | 0 | 0.7 | 1 |  | 1 | 0.8 | 1.3
| 1500 | kWh/(m²a) | 1.7 | 2 | 0.5 | 0.8 | 0 | 0 | 0.7 | 1 |  | 1 | 0.8 | 1.3
| 2500 | kWh/(m²a) | 1.7 | 2 | 0.5 | 0.8 | 0 | 0 | 0.7 | 1 |  | 1 | 0.8 | 1.3
| 5000 | kWh/(m²a) | 1.7 | 2 | 0.5 | 0.8 | 0 | 0 | 0.7 | 1 |  | 1 | 0.8 | 1.3
| 10000 | kWh/(m²a) | 1.7 | 2 | 0.5 | 0.8 | 0 | 0 | 0.7 | 1 |  | 1 | 0.8 | 1.3
ANutz in m²
Hilfsenergiebedarf | 100 | kWh/(m²a)
| 150 | kWh/(m²a)
| 200 | kWh/(m²a)
| 300 | kWh/(m²a)
| 500 | kWh/(m²a)
| 750 | kWh/(m²a)
| 1000 | kWh/(m²a)
| 1500 | kWh/(m²a)
| 2500 | kWh/(m²a)
| 5000 | kWh/(m²a)
| 10000 | kWh/(m²a)
Lüftungsanlage: Luftwechsel
|  |  | LA LW1 | LA LW2
| nA in 1/h |  | La Üb1: WRG bei Berechnung des Heizwärmebedarfs nicht berücksichtigt, Korrektur bei Anlagen-Luftw. > 0,4 1/h; La Üb2: WRG bei Berechnung des Heizwärmebedarfs berücksichtigt
flächenbez. Heizarbeit | 0.4 |  | La Üb1: 0
(Tabelle C..2-3a) | 0.5 |  | La Üb1: 5.9
| 0.6 |  | La Üb1: 11.8
| 0.7 |  | La Üb1: 17.7
| 0.8 |  | La Üb1: 23.7
| 0.9 |  | La Üb1: 29.6
| 1 |  | La Üb1: 35.5
nA in 1/h
Hilfsenergiebedarf | 0.4
0.5
0.6
0.7
0.8
0.9
1
Lüftungsanlage: Kenngrößen der Wärmeerzeuger |  |  | LA Erz1 | LA Erz2 | LA Erz3 | LA Erz4 | LA Erz5 | LA Erz6 | LA Erz7 | LA Erz8 |  | LA Erz9 | LA Erz10 | LA Erz11 | LA Erz12 | LA Erz13 | LA Erz14 | LA Erz15 | LA Erz16 | LA Erz17 | LA Erz18 | LA Erz19 | LA Erz20
| nA in 1/h |  | WRG durch Wärmeüber-trager, 60% < h'WRG < 80%, DC-Ventilatoren | WRG durch Wärmeüber-trager, 80% <= h'WRG , DC-Ventilatoren | Abluftanlage, AC | Abluftanlage, DC | WRG durch Wärmeüber-trager, Wärme-bereitstellungs-grad 60%, DC-Ventilatoren, L/L-WP mit TWW-Bereitung | WRG durch Wärmeüber-trager, Wärmebereit-stellungsgrad 60%, DC-Ventilatoren, L/L-WP | Luftnach-Heizung mit Elektroheiz-stab | Luftnach-Heizung mit Niedertemperaturkessel, 55/45°C, im unbeheizten Bereich |  | Luftnach-Heizung mit Fernwärme | Luftnach-Heizung mit Niedertemperaturkessel, 55/45°C, im beheizten Bereich | Stückholz-Feuerung direkte u. indirekte Wärme-abgabe | Pellet-Feuerung direkte u. indirekte Wärme-abgabe | Pellet-Feuerung nur direkte Wärme-abgabe an Heizkreis | Luftnach-Heizung mit Brennwert-kessel, 55/45°C im beheizten Bereich | Luftnach-Heizung mit Brennwert-kessel, 55/45°C im unbeheizten Bereich | Luftnach-Heizung mit Brennwert-kessel verbessert, 55/45°C im beheizten Bereich | Luftnach-Heizung mit Brennwert-kessel verbessert, 55/45°C im unbeheizten Bereich | Luftnach-Heizung mit Elektro-wärmepumpe Wasser/Wasser 55/45°C | Luftnach-Heizung mit Elektro-wärmepumpe Erdreich/Wasser 55/45°C | Luftnach-Heizung mit Elektro-wärmepumpe Luft/Wasser 55/45°C
flächenbez. Heizarbeit | 0.4 |  | 13.5 | 17.2 | 0 | 0 | 0 | 13.5
(Tabelle C..2-3a) | 0.5 |  | 16.9 | 21.5 | 0 | 0 | 0 | 16.9
| 0.6 |  | 20.2 | 25.8 | 0 | 0 | 0 | 20.2
| 0.7 |  | 23.6 | 30.1 | 0 | 0 | 0 | 23.6
| 0.8 |  | 27 | 34.5 | 0 | 0 | 0 | 27
| 0.9 |  | 30.3 | 38.8 | 0 | 0 | 0 | 30.3
| 1 |  | 33.7 | 43.1 | 0 | 0 | 0 | 33.7
nA in 1/h
Hilfsenergiebedarf | 0.4 |  | 1.7 | 2.6 | 1.3 | 1.1 | 0 | 2.3 | 0 | #REF! |  | 0 | #REF! | #REF! | #REF! | #REF! | #REF! | #REF! | #REF! | #REF! | 0 | 0 | 0
| 0.5 |  | 2.2 | 3.3 | 1.7 | 1.4 | 0 | 2.8 | 0 | #REF! |  | 0 | #REF! | #REF! | #REF! | #REF! | #REF! | #REF! | #REF! | #REF! | 0 | 0 | 0
| 0.6 |  | 2.6 | 3.9 | 2 | 1.7 | 0 | 3.4 | 0 | #REF! |  | 0 | #REF! | #REF! | #REF! | #REF! | #REF! | #REF! | #REF! | #REF! | 0 | 0 | 0
| 0.7 |  | 3 | 4.6 | 2.3 | 1.9 | 0 | 4 | 0 | #REF! |  | 0 | #REF! | #REF! | #REF! | #REF! | #REF! | #REF! | #REF! | #REF! | 0 | 0 | 0
| 0.8 |  | 3.5 | 5.2 | 2.7 | 2.2 | 0 | 4.5 | 0 | #REF! |  | 0 | #REF! | #REF! | #REF! | #REF! | #REF! | #REF! | #REF! | #REF! | 0 | 0 | 0
| 0.9 |  | 3.9 | 5.9 | 3 | 2.5 | 0 | 5.1 | 0 | #REF! |  | 0 | #REF! | #REF! | #REF! | #REF! | #REF! | #REF! | #REF! | #REF! | 0 | 0 | 0
| 1 |  | 4.3 | 6.6 | 3.3 | 2.8 | 0 | 5.7 | 0 | #REF! |  | 0 | #REF! | #REF! | #REF! | #REF! | #REF! | #REF! | #REF! | #REF! | 0 | 0 | 0
[9 empty] | 0 | #REF! |  | 0 | #REF! | #REF! | #REF! | #REF! | #REF! | #REF! | #REF! | #REF! | 0 | 0 | 0
[9 empty] | 0 | #REF! |  | 0 | #REF! | #REF! | #REF! | #REF! | #REF! | #REF! | #REF! | #REF! | 0 | 0 | 0
[9 empty] | 0 | #REF! |  | 0 | #REF! | #REF! | #REF! | #REF! | #REF! | #REF! | #REF! | #REF! | 0 | 0 | 0
[10 empty] | #REF! |  | 0 | #REF! | #REF! | #REF! | #REF! | #REF! | #REF! | #REF! | #REF! | 0 | 0 | 0
Aufwandszahl |  |  | 0 | 0 |  |  | 0.34 | 0.34 | 1 | #REF! |  | 1.212 | #REF! | #REF! | #REF! | #REF! | #REF! | #REF! | #REF! | #REF! | 0.276 | 0.324 | 0.444
für Heizregister
Primärenergiefaktoren |  | Heizöl | Erdgas | Flüssiggas | Steinkohle | Braunkohle | 70% aus KWK | FW2 | FW fossiler Brennstoff | FW4 |  | LA Erz9: Strom; LA Erz10: Holz
|  | Heizöl EL | Erdgas H | Flüssiggas | Steinkohle | Braunkohle | Nah-/Fernwärme aus KWK, fossiler Brennstoff | Nah-/Fernwärme aus KWK, erneuerbarer Brennstoff | Nah-/Fernwärme aus Heizwerken, fossiler Brennstoff | Nah-/Fernwärme aus Heizwerken, erneuerbarer Brennstoff |  | LA Erz9: Strom-Mix; LA Erz10: Holz
Primärenergiefaktoren | [ - ] | 1.1 | 1.1 | 1.1 | 1.1 | 1.2 | 0.7 | 0 | 1.3 | 0.1 |  | LA Erz9: 2.4; LA Erz10: 0.2
CO2-Äquivalent | [g/kWhEnd] | 300 | 270 | 260 | 490 | 480 | 230 | 0 | 400 | 0 |  | LA Erz9: 740; LA Erz10: 41
Solare Trinkwassererwärmung: Deckungsanteile |  |  | Sol1 | Sol2 | Sol3 | Sol4
| ANutz in m² | AC in m² | Speicher & Verteilung außerhalb d. therm. Hülle, mit Zirkulation | Speicher & Verteilung außerhalb d. therm. Hülle, ohne Zirkulation | Speicher & Verteilung innerhalb d. therm. Hülle, mit Zirkulation | Speicher & Verteilung innerhalb d. therm. Hülle, ohne Zirkulation
spezif. Wärme-verlust | 100 | 3.6 | 0.51 | 0.63 | 0.55 | 0.68
(Tabelle C..2-2) | 150 | 5 | 0.51 | 0.61 | 0.54 | 0.64
| 200 | 6.2 | 0.5 | 0.59 | 0.53 | 0.62
| 300 | 8.6 | 0.49 | 0.57 | 0.51 | 0.58
| 500 | 13 | 0.53 |  | 0.54
| 750 | 18 | 0.5 |  | 0.51
| 1000 | 22.6 | 0.48 |  | 0.49
| 1500 | 31.3 | 0.45 |  | 0.46
| 2500 | 47.1 | 0.42 |  | 0.43
| 3000 | 54.4 | 0.41 |  | 0.42
Solare Trinkwassererwärmung: Deckungsanteile
| ANutz in m² | Deckungsanteil: | 0.2 | 0.3 | 0.4 | 0.5 | 0.6
Hilfsenergie TWW | 100 |  | 3.1 | 2 | 1.5 | 1.2 | 1
sonstige Systeme | 150 |  | 2.2 | 1.5 | 1.1 | 0.9 | 0.7
(Tabelle C.1-4e) | 200 |  | 1.8 | 1.2 | 0.9 | 0.7 | 0.6
| 300 |  | 1.3 | 0.9 | 0.7 | 0.5 | 0.4
| 500 |  | 1 | 0.6 | 0.5 | 0.4 | 0.3
| 750 |  | 0.8 | 0.5 | 0.4 | 0.3 | 0.3
| 1000 |  | 0.7 | 0.5 | 0.4 | 0.3 | 0.2
| 1500 |  | 0.6 | 0.4 | 0.3 | 0.2 | 0.2
| 2500 |  | 0.5 | 0.4 | 0.3 | 0.2 | 0.2
| 5000 |  | 0.5 | 0.3 | 0.2 | 0.2 | 0.2
| 10000 |  | 0.5 | 0.3 | 0.2 | 0.2 | 0.2
EnEVSchnittstelle
| Anlagenauswahl (EnEV_Anlage) | Zuordnung EnEVSchnittstelle | Anlagenbeschreibung |  |  | Energieträger | PE-Faktor | Heizverteilung-Temperatur | unbeheizt | beheizt |  | LA Erz10: Zuordnung TWW EnEVSchnittstelle; LA Erz13: Erneuerbare-Art; LA Erz14: Erneuerbare-Verwendung
1 | Wärmepumpen-Kompaktaggregat | Elektro-Wärmepumpe-Luft | #REF! |  |  | Strom | 2.4 | 90/70 | HW Vtlg18 | HW Vtlg19 |  | LA Erz10: über Heizanlage beheizter Speicher; LA Erz13: #REF!; LA Erz14: Heizung, Warmwasser
2 | Niedertemperaturkessel | Niedertemperaturkessel-fossil | #REF! |  |  | #REF! | #REF! | 70/55 | HW Vtlg14 | HW Vtlg16 |  | LA Erz10: über Heizanlage beheizter Speicher; LA Erz13: #REF!; LA Erz14: #REF!
3 | Brennwertkessel | Brennwertkessel-fossil | #REF! |  |  | #REF! | #REF! | 55/45 | HW Vtlg2 | HW Vtlg13 |  | LA Erz10: über Heizanlage beheizter Speicher; LA Erz13: #REF!; LA Erz14: #REF!
4 | Brennwertkessel, verbessert | Brennwertkessel-verbessert-fossil | #REF! |  |  | #REF! | #REF! | 45/35 | HW Vtlg2 | HW Vtlg13 |  | LA Erz10: über Heizanlage beheizter Speicher; LA Erz13: #REF!; LA Erz14: #REF!
5 | Fernwärmeversorgung aus KWK (70% KWK) | Nah-/Fernwärme-Übergabestation | #REF! |  |  | Nah-/Fernwärme | 0.7 | 35/25 | HW Vtlg15 | HW Vtlg17 |  | LA Erz10: über Heizanlage beheizter Speicher; LA Erz13: #REF!; LA Erz14: #REF!
6 | Fernwärmeversorgung (KWK weniger als 70%; Heizwerk) | Nah-/Fernwärme-Übergabestation | #REF! |  |  | Nah-/Fernwärme | 1.3 | Luftheizung |  |  |  | LA Erz10: über Heizanlage beheizter Speicher; LA Erz13: #REF!; LA Erz14: #REF!
7 | Direkt-elektrische Wärmeversorgung |  | #REF! |  |  | Strom | 2.4 |  |  |  |  | LA Erz10: dezentraler elektrischer Durchlauferhitzer; LA Erz13: #REF!; LA Erz14: #REF!
8 | Stückholz-Feuerung (innerh. d. therm.Hülle) | Festbrennstoff-Niedertemperaturkessel-nachwachsend | #REF! |  |  | Stückholz | 0.2 |  |  |  |  | LA Erz10: über Heizanlage beheizter Speicher; LA Erz13: #REF!; LA Erz14: Heizung, Warmwasser
9 | Pellet-Feuerung (innerh. d. therm.Hülle) | Festbrennstoff-Niedertemperaturkessel-nachwachsend | #REF! |  |  | Holzpellets | 0.2 |  |  |  |  | LA Erz10: über Heizanlage beheizter Speicher; LA Erz13: #REF!; LA Erz14: Heizung, Warmwasser
10 | Pellet-Feuerung nur indirekte Wärmeabgabe | Festbrennstoff-Niedertemperaturkessel-nachwachsend | #REF! |  |  | Holzpellets | 0.2 |  |  |  |  | LA Erz10: über Heizanlage beheizter Speicher; LA Erz13: #REF!; LA Erz14: Heizung, Warmwasser
11 | Wärmepumpe-Außenluft | Elektro-Wärmepumpe-Luft | #REF! |  |  | Strom | 2.4 |  |  |  |  | LA Erz10: über Heizanlage beheizter Speicher; LA Erz13: #REF!; LA Erz14: #REF!
12 | Wärmepumpe-Erdreich | Elektro-Wärmepumpe-Erdreich | #REF! |  |  | Strom | 2.4 |  |  |  |  | LA Erz10: über Heizanlage beheizter Speicher; LA Erz13: #REF!; LA Erz14: #REF!
13 | Wärmepumpe-Grundwasser | Elektro-Wärmepumpe-Grundwasser | #REF! |  |  | Strom | 2.4 |  |  |  |  | LA Erz10: über Heizanlage beheizter Speicher; LA Erz13: #REF!; LA Erz14: #REF!
14 | Referenzanlage EnEV2009
15
solar unterstützte Warmwasserbereitung
| Auswahl zu Wärmeübergabe (EnEV_Anlagen) |  | Auswahl zu Wärmeübergabe (EnEV_A.) |  |  | Auswahl zu Energieträger (EnEV_A.) |  |  |  | Lüftungstyp
1 | Zuluftnachheizung |  | #REF! |  |  | Erdgas |  |  | 1 | Fensterlüftung
2 | Zuluftnachheizung mit zusätzlichen Heizkörpern |  | #REF! |  |  | Heizöl |  |  | 2 | Abluftanlage
3 | #REF! | [7 empty] | 3 | Lüftung o. WRG
[9 empty] | 4 | Lüftung mit WRG
Ausführung des Referenzgebäudes
|  |  | U-Wert | g-Wert
| Außenwand, Geschossdecke gegen Außenluft |  | 0.28
| Außenwand gegen Erdreich, Wände und Decken zu unbeheizten Räumen |  | 0.35
| Dach, oberste Geschossdecke, Wände zu Abseiten |  | 0.2
| Außentüren |  | 1.8
| Fenster, Fenstertüren |  | 1.3 | 0.6
| Dachflächenfenster |  | 1.4 | 0.6
| Lichtkuppeln |  | 2.7 | 0.64
Monatsverfahren EnEV: Temperaturkorrekturfaktoren von Bauteilen |  |  | <
| B' [m] |  | 5 |  | 5 bis 10 |  | >10
| Rf bzw. Rw |  | <=1 | >1 | <=1 | >1 | <=1 | >1
| Fußboden des beheizten Kellers |  | 0.3 | 0.45 | 0.25 | 0.4 | 0.2 | 0.35
| Wand des beheizten Kellers |  | 0.4 | 0.6 | 0.4 | 0.6 | 0.4 | 0.6
Fußboden auf d. ER | ohne Randdämmung |  | 0.45 | 0.6 | 0.4 | 0.5 | 0.25 | 0.35
Fußboden auf d. ER | mit Randdämmung, 2m waagerecht |  | 0.3 | 0.3 | 0.25 | 0.25 | 0.2 | 0.2
Fußboden auf d. ER | mit Randdämmung, 2m senkrecht |  | 0.25 | 0.25 | 0.2 | 0.2 | 0.15 | 0.15
KD zum unbeh. Keller | Keller mit Perimeterdämmung |  | 0.55 | 0.55 | 0.5 | 0.5 | 0.45 | 0.45
KD zum unbeh. Keller | Keller ohne Perimeterdämmung |  | 0.7 | 0.7 | 0.65 | 0.65 | 0.55 | 0.55
| Aufgeständerter Fußboden |  | 0.9 | 0.9 | 0.9 | 0.9 | 0.9 | 0.9
Building type | Building type | Construction | Building category, in terms of energy | Status | Context of urban development | Certification | Connection detail | Ventilation type | Installation site | SummVent | Frost
SFH | New building | Massive construction | Passive House | in planning | City centre (from 5 storeys onwards) | Certified Passive House component | Certified connection | 1-Balanced PH ventilation with HR |  | without heat recovery | 1-No
SFH + Additional utilisation | Building extension | Double leaf construction | Low energy house with PH components | in construction | Dense urban quarter (e.g. Wilhelminien style quarter) | No | No | 2-Extract air unit | 1-Inside thermal envelope | Bypass, controlled by temperature difference | 2-Elec.
Row house ¦ Double house | Complete building modernisation | Concrete cavity block | EnerPHit | completed | Urban development |  |  | 3-Only window ventilation | 2-Outside of thermal envelope | Bypass, controlled by enthalpy difference | 3-Hydraul.
Row house ¦ Double house + additional use | Step by step modernisation | Timber construction | EnerPHit-i |  | Suburban development |  |  |  |  | always HR
Apartment building | Energy building assessment | Steel construction | no assignment (input before 2010) |  | Rural development
Apartment building + additional use |  | Mixed construction |  |  | Centre of a village
Mixed use building (residential and commercial) |  | Other |  |  | Mixed area
Hotel ¦ Hostel ¦ Holiday apartment |  |  |  |  | Office park
Dormitory ¦ Home for the elderly ¦ Nursing home |  |  |  |  | Industrial zone
Student dormitories |  |  |  |  | Special areas (e.g. nature reserve)
Day-care facility ¦ Kindergarten ¦ Nursery |  |  |  |  | Other
School ¦ College ¦ University
Sports complexes ¦ Leisure centres
Indoor swimming pool I Spa
Event hall ¦ Assembly rooms
Museum ¦ Exhibition ¦ Archives
Shop
Restaurant
Office ¦ Administrative building
Health sector building
Laboratory I Research establishment
Fire station ¦ Police station ¦ Civil defence building
Workshop I Service building
Factory I Office park
Other
Variants: Texts
Certifiable as: | Gas | 1 | None | Please select data | Variant calculation is activated only until column 5. In case necessary, activate multiple operation for additional columns (see PHPP manual).
Active variant | Oil | 2
g-Value | Wood pieces | 3
U-Value | Pellet | 4
left
right
bottom
top
Width
Mark with an 'x" (indicate empty fields through ="") | No input | Input 1 or empty
N/A
x |  | 1
On/Off | No selection is necessary | Not available
On
Off | No selection is necessary | Not available
Comparison: Texts
Type
1-Building assemblies ('U-values') | - No additional selection | U-Value | U-Value | Per m² of building element | Results are being calculated…
2-Thermal bridges ('Areas') | - Please select type first | Thermal bridge heat loss coefficient | Thermal bridge heat loss coefficient | Per m² TFA
3-Windows ('Windows') |  | Uw-value | Uw-value | Complete building element
4-Ventilation system ('Ventilation') |  | Effective heat recovery efficiency | Annual heating demand | Complete building | Mould!
5-Entire building |  | Annual heating demand |  | unequal!
Area of building element
Treated floor area (TFA)
Worksheet 'Ventilation': wind shield coefficient
0.1
0.07
0.04
0.03
0.02
0.01
Worksheet 'Addl vent'
Selection duct type
Outdoor air | 1
Exhaust air | 2
Supply air | 3
Extract air | 4
Heat transmission resistance coefficient (U-values)
interior Rsi |  | exterior Rse
1-Roof | 0.1 | 1-Outdoor air | 0.04
2-Wall | 0.13 | 2-Ground | 0
3-Floor | 0.17 | 3-Ventilated
Climate country list according to: (http://en.wikipedia.org/wiki/ISO_3166-1 Stand 27.6.14 (double digits))
AF | Afghanistan | AF-Afghanistan
AX | Åland Islands | AX-Åland Islands
AL | Albania | AL-Albania
DZ | Algeria | DZ-Algeria
AS | American Samoa | AS-American Samoa
AD | Andorra | AD-Andorra
AO | Angola | AO-Angola
AI | Anguilla | AI-Anguilla
AQ | Antarctica | AQ-Antarctica
AG | Antigua and Barbuda | AG-Antigua and Barbuda
AR | Argentina | AR-Argentina
AM | Armenia | AM-Armenia
AW | Aruba | AW-Aruba
AU | Australia | AU-Australia
AT | Austria | AT-Austria
AZ | Azerbaijan | AZ-Azerbaijan
BS | Bahamas | BS-Bahamas
BH | Bahrain | BH-Bahrain
BD | Bangladesh | BD-Bangladesh
BB | Barbados | BB-Barbados
BY | Belarus | BY-Belarus
BE | Belgium | BE-Belgium
BZ | Belize | BZ-Belize
BJ | Benin | BJ-Benin
BM | Bermuda | BM-Bermuda
BT | Bhutan | BT-Bhutan
BO | Bolivia, Plurinational State of | BO-Bolivia, Plurinational State of
BQ | Bonaire, Sint Eustatius and Saba | BQ-Bonaire, Sint Eustatius and Saba
BA | Bosnia and Herzegovina | BA-Bosnia and Herzegovina
BW | Botswana | BW-Botswana
BV | Bouvet Island | BV-Bouvet Island
BR | Brazil | BR-Brazil
IO | British Indian Ocean Territory | IO-British Indian Ocean Territory
BN | Brunei Darussalam | BN-Brunei Darussalam
BG | Bulgaria | BG-Bulgaria
BF | Burkina Faso | BF-Burkina Faso
BI | Burundi | BI-Burundi
CV | Cabo Verde | CV-Cabo Verde
KH | Cambodia | KH-Cambodia
CM | Cameroon | CM-Cameroon
CA | Canada | CA-Canada
KY | Cayman Islands | KY-Cayman Islands
CF | Central African Republic | CF-Central African Republic
TD | Chad | TD-Chad
CL | Chile | CL-Chile
CN | China | CN-China
CX | Christmas Island | CX-Christmas Island
CC | Cocos (Keeling) Islands | CC-Cocos (Keeling) Islands
CO | Colombia | CO-Colombia
KM | Comoros | KM-Comoros
CG | Congo | CG-Congo
CD | Congo, the Democratic Republic of the | CD-Congo, the Democratic Republic of the
CK | Cook Islands | CK-Cook Islands
CR | Costa Rica | CR-Costa Rica
CI | Côte d'Ivoire | CI-Côte d'Ivoire
HR | Croatia | HR-Croatia
CU | Cuba | CU-Cuba
CW | Curaçao | CW-Curaçao
CY | Cyprus | CY-Cyprus
CZ | Czech Republic | CZ-Czech Republic
DK | Denmark | DK-Denmark
DJ | Djibouti | DJ-Djibouti
DM | Dominica | DM-Dominica
DO | Dominican Republic | DO-Dominican Republic
EC | Ecuador | EC-Ecuador
EG | Egypt | EG-Egypt
SV | El Salvador | SV-El Salvador
GQ | Equatorial Guinea | GQ-Equatorial Guinea
ER | Eritrea | ER-Eritrea
EE | Estonia | EE-Estonia
ET | Ethiopia | ET-Ethiopia
FK | Falkland Islands (Malvinas) | FK-Falkland Islands (Malvinas)
FO | Faroe Islands | FO-Faroe Islands
FJ | Fiji | FJ-Fiji
FI | Finland | FI-Finland
FR | France | FR-France
GF | French Guiana | GF-French Guiana
PF | French Polynesia | PF-French Polynesia
TF | French Southern Territories | TF-French Southern Territories
GA | Gabon | GA-Gabon
GM | Gambia | GM-Gambia
GE | Georgia | GE-Georgia
DE | Germany | DE-Germany
GH | Ghana | GH-Ghana
GI | Gibraltar | GI-Gibraltar
GR | Greece | GR-Greece
GL | Greenland | GL-Greenland
GD | Grenada | GD-Grenada
GP | Guadeloupe | GP-Guadeloupe
GU | Guam | GU-Guam
GT | Guatemala | GT-Guatemala
GG | Guernsey | GG-Guernsey
GN | Guinea | GN-Guinea
GW | Guinea-Bissau | GW-Guinea-Bissau
GY | Guyana | GY-Guyana
HT | Haiti | HT-Haiti
HM | Heard Island and McDonald Islands | HM-Heard Island and McDonald Islands
VA | Holy See (Vatican City State) | VA-Holy See (Vatican City State)
HN | Honduras | HN-Honduras
HK | Hong Kong | HK-Hong Kong
HU | Hungary | HU-Hungary
IS | Iceland | IS-Iceland
IN | India | IN-India
ID | Indonesia | ID-Indonesia
IR | Iran, Islamic Republic of | IR-Iran, Islamic Republic of
IQ | Iraq | IQ-Iraq
IE | Ireland | IE-Ireland
IM | Isle of Man | IM-Isle of Man
IL | Israel | IL-Israel
IT | Italy | IT-Italy
JM | Jamaica | JM-Jamaica
JP | Japan | JP-Japan
JE | Jersey | JE-Jersey
JO | Jordan | JO-Jordan
KZ | Kazakhstan | KZ-Kazakhstan
KE | Kenya | KE-Kenya
KI | Kiribati | KI-Kiribati
KP | Korea, Democratic People's Republic of | KP-Korea, Democratic People's Republic of
KR | Korea, Republic of | KR-Korea, Republic of
KW | Kuwait | KW-Kuwait
KG | Kyrgyzstan | KG-Kyrgyzstan
LA | Lao People's Democratic Republic | LA-Lao People's Democratic Republic
LV | Latvia | LV-Latvia
LB | Lebanon | LB-Lebanon
LS | Lesotho | LS-Lesotho
LR | Liberia | LR-Liberia
LY | Libya | LY-Libya
LI | Liechtenstein | LI-Liechtenstein
LT | Lithuania | LT-Lithuania
LU | Luxembourg | LU-Luxembourg
MO | Macao | MO-Macao
MK | Macedonia | MK-Macedonia
MG | Madagascar | MG-Madagascar
MW | Malawi | MW-Malawi
MY | Malaysia | MY-Malaysia
MV | Maldives | MV-Maldives
ML | Mali | ML-Mali
MT | Malta | MT-Malta
MH | Marshall Islands | MH-Marshall Islands
MQ | Martinique | MQ-Martinique
MR | Mauritania | MR-Mauritania
MU | Mauritius | MU-Mauritius
YT | Mayotte | YT-Mayotte
MX | Mexico | MX-Mexico
FM | Micronesia, Federated States of | FM-Micronesia, Federated States of
MD | Moldova, Republic of | MD-Moldova, Republic of
MC | Monaco | MC-Monaco
MN | Mongolia | MN-Mongolia
ME | Montenegro | ME-Montenegro
MS | Montserrat | MS-Montserrat
MA | Morocco | MA-Morocco
MZ | Mozambique | MZ-Mozambique
MM | Myanmar | MM-Myanmar
NA | Namibia | NA-Namibia
NR | Nauru | NR-Nauru
NP | Nepal | NP-Nepal
NL | Netherlands | NL-Netherlands
NC | New Caledonia | NC-New Caledonia
NZ | New Zealand | NZ-New Zealand
NI | Nicaragua | NI-Nicaragua
NE | Niger | NE-Niger
NG | Nigeria | NG-Nigeria
NU | Niue | NU-Niue
NF | Norfolk Island | NF-Norfolk Island
MP | Northern Mariana Islands | MP-Northern Mariana Islands
NO | Norway | NO-Norway
OM | Oman | OM-Oman
PK | Pakistan | PK-Pakistan
PW | Palau | PW-Palau
PS | Palestine, State of | PS-Palestine, State of
PA | Panama | PA-Panama
PG | Papua New Guinea | PG-Papua New Guinea
PY | Paraguay | PY-Paraguay
PE | Peru | PE-Peru
PH | Philippines | PH-Philippines
PN | Pitcairn | PN-Pitcairn
PL | Poland | PL-Poland
PT | Portugal | PT-Portugal
PR | Puerto Rico | PR-Puerto Rico
QA | Qatar | QA-Qatar
RE | Réunion | RE-Réunion
RO | Romania | RO-Romania
RU | Russian Federation | RU-Russian Federation
RW | Rwanda | RW-Rwanda
BL | Saint Barthélemy | BL-Saint Barthélemy
SH | Saint Helena, Ascension and Tristan da Cunha | SH-Saint Helena, Ascension and Tristan da Cunha
KN | Saint Kitts and Nevis | KN-Saint Kitts and Nevis
LC | Saint Lucia | LC-Saint Lucia
MF | Saint Martin (French part) | MF-Saint Martin (French part)
PM | Saint Pierre and Miquelon | PM-Saint Pierre and Miquelon
VC | Saint Vincent and the Grenadines | VC-Saint Vincent and the Grenadines
WS | Samoa | WS-Samoa
SM | San Marino | SM-San Marino
ST | Sao Tome and Principe | ST-Sao Tome and Principe
SA | Saudi Arabia | SA-Saudi Arabia
SN | Senegal | SN-Senegal
RS | Serbia | RS-Serbia
SC | Seychelles | SC-Seychelles
SL | Sierra Leone | SL-Sierra Leone
SG | Singapore | SG-Singapore
SX | Sint Maarten (Dutch part) | SX-Sint Maarten (Dutch part)
SK | Slovakia | SK-Slovakia
SI | Slovenia | SI-Slovenia
SB | Solomon Islands | SB-Solomon Islands
SO | Somalia | SO-Somalia
ZA | South Africa | ZA-South Africa
GS | South Georgia and the South Sandwich Islands | GS-South Georgia and the South Sandwich Islands
SS | South Sudan | SS-South Sudan
ES | Spain | ES-Spain
LK | Sri Lanka | LK-Sri Lanka
SD | Sudan | SD-Sudan
SR | Suriname | SR-Suriname
SJ | Svalbard and Jan Mayen | SJ-Svalbard and Jan Mayen
SZ | Swaziland | SZ-Swaziland
SE | Sweden | SE-Sweden
CH | Switzerland | CH-Switzerland
SY | Syrian Arab Republic | SY-Syrian Arab Republic
TW | Taiwan, Province of China | TW-Taiwan, Province of China
TJ | Tajikistan | TJ-Tajikistan
TZ | Tanzania, United Republic of | TZ-Tanzania, United Republic of
TH | Thailand | TH-Thailand
TL | Timor-Leste | TL-Timor-Leste
TG | Togo | TG-Togo
TK | Tokelau | TK-Tokelau
TO | Tonga | TO-Tonga
TT | Trinidad and Tobago | TT-Trinidad and Tobago
TN | Tunisia | TN-Tunisia
TR | Turkey | TR-Turkey
TM | Turkmenistan | TM-Turkmenistan
TC | Turks and Caicos Islands | TC-Turks and Caicos Islands
TV | Tuvalu | TV-Tuvalu
UG | Uganda | UG-Uganda
UA | Ukraine | UA-Ukraine
AE | United Arab Emirates | AE-United Arab Emirates
GB | United Kingdom/ Britain | GB-United Kingdom/ Britain
UM | United States Minor Outlying Islands | UM-United States Minor Outlying Islands
US | United States of America | US-United States of America
UY | Uruguay | UY-Uruguay
UZ | Uzbekistan | UZ-Uzbekistan
VU | Vanuatu | VU-Vanuatu
VE | Venezuela, Bolivarian Republic of | VE-Venezuela, Bolivarian Republic of
VN | Viet Nam | VN-Viet Nam
VG | Virgin Islands, British | VG-Virgin Islands, British
VI | Virgin Islands, U.S. | VI-Virgin Islands, U.S.
WF | Wallis and Futuna | WF-Wallis and Futuna
EH | Western Sahara | EH-Western Sahara
YE | Yemen | YE-Yemen
ZM | Zambia | ZM-Zambia
ZW | Zimbabwe | ZW-Zimbabwe
Tabellenblätter: EnEV
Bundesland | Gebaeudetyp | Wohngebaeude-Anbaugrad | Ausstellungsgrund
Baden-Württemberg | freistehendes Einfamilienhaus | freistehend | Neubau
Bayern | einseitig angebautes Einfamilienhaus | einseitig angebaut | Vermietung-Verkauf
Berlin | zweiseitig angebautes Einfamilienhaus | zweiseitig angebaut | Aushangpflicht
Brandenburg | freistehendes Zweifamilienhaus | Wohnteil gemischt genutztes Gebäude | sonstiges
Bremen | einseitig angebautes Zweifamilienhaus
Hamburg | zweiseitig angebautes Zweifamilienhaus
Hessen | Mehrfamilienhaus
Mecklenburg-Vorpommern | Wohnteil gemischt genutztes Gebäude
Niedersachsen | sonstiges Wohngebäude
Nordrhein-Westfalen
Rheinland-Pfalz
Saarland
Sachsen
Sachsen-Anhalt
Schleswig-Holstein
Thüringen
Worksheet 'Check' and input assistance
!
Data missing
Treated floor area is missing.
Climate data is missing.
Internal heat gains are not correctly selected/specified.
Verification' worksheet: specific heat capacity is missing.
Worksheet 'Verification': type of building and internal heat gains do not match. Update selection.
Heating load data is missing.
Treated floor area is missing.
Climate data is missing.
Internal heat gains are not correctly selected/specified.
Worksheet 'Verification': specific heat capacity is missing.
Worksheet 'Verification': type of building and internal heat gains do not match. Update selection.
Climate: dew point is missing.
Cooling load data is missing.
Information for calculating the heating /cooling demand is missing (see above).
The heat pump cannot be calculated. Check worksheets 'HP', 'HP ground'.
District heat cannot be calculated. Check worksheet 'District heating'.
Caution: high daily temperature fluctuations. Calculation of the useful cooling demand is not reliable.
Caution: high daily temperature fluctuations. Considering the daily mean cooling load is not sufficient. Improve solar protection if necessary!
In the case of window ventilation it is very difficult to achieve a reasonable quality of indoor air on a permanent basis. An air change rate that is twice as high is required for the same average air quality as in the case of ventilation systems.
No PER factors specific for the location: the data for the nearest locations is used
The selected climate data set is not admissible for building certification
For certification, user determined occupancy should not be lower than the standard occupancy.
The minimum level of thermal protection is not complied with (see 'Verification' worksheet for more information).
The specific storage capacity is outside the usual values.
The selected occupation is significantly larger than the standard occupation. Is this correct?
A higher interior temperature (set temperature for winter) than the standard temperature is selected. This results in an increased heating demand.
A lower interior temperature (maximum temperature for summer) than the standard temperature is selected. This results in an increased cooling demand.
Large difference between the location altitude and the altitude in the climate data set: it is necessary to check whether the climate data set is appropriate or whether a local data set is necessary.
In case of building assemblies with layers with various sections: U-value calculation error possibly exceeds 10%. A thermal bridge calculation is recommended.
A very small thermal conductivity [W/(mK)] was set:
Info: compactness of the building: | m² envelope area per m² of treated floor area
There are building components with a factor X. How was this factor calculated?
Not all walls have been assigned an orientation.
Has the area of the door in the external wall been deducted?
There are negative areas: is this desired? (e.g. for simplification, all windows were deducted from a south-facing wall and not distributed over different sub-areas of this wall). The calculation remains correct.
The areas of the roof and the floor slab differ greatly from each other ( | m²) (Query will only work if all orientations have been entered)
The areas facing east and west differ greatly from each other ( | m²) (Query will only work if all orientations have been entered; doors are not taken into account)
The areas facing north and south differ greatly from each other ( | m²) (Query will only work if all orientations have been entered; doors are not taken into account)
The proportion of glazing [%] of the entire building (including roof) is very high or very small:
Not all walls are perpendicular. Is this correct?
Some absorption coefficients are very small. Are special materials/paints to be used?
The thermal bridge heat gains are extremely high. Have all thermal bridges been specified (geometric thermal bridges, penetrations etc.)?
Extremely small reduction factor in building section | : is all ground data realistic? Is the ground insulating up to a depth of B'/2? Has the influence of ground water been taken into account?
More exact results can be achieved if you fill in the 'Ground' worksheet.
Phase shift or conductance is negative ('Ground' worksheet: intermediate results), please check the input for this calculation.
The calculation in the 'Ground' worksheet cannot be performed. Please check input (it is possible that strongly negative thermal bridges have been entered)
Floor slab/basement ceiling areas differ greatly from each other: 'Ground' worksheet to 'Areas' worksheet: | %. Probably varying information has been entered in these two worksheets
The areas in contact with the ground differ greatly from each other: 'Ground' worksheet to 'Areas' worksheet: | %. Probably varying information has been entered in these two worksheets
The conductance in contact with the ground differ from each other. 'Ground' worksheet to 'Areas' worksheet: | %. Probably varying information has been entered in these two worksheets
The U-values for the building elements are extremely low. Please check.
Glazing: a very low Ug value [W/(m²K)] has been entered:
Glazing: a very high g-value has been entered:
Glazing: sloping or horizontal windows are present. Has Ug been manually adjusted and entered?
Windows: a very small Uf value [W/(m²K)] has been entered:
Window frames: a very large facing width [m] has been entered:
Will a curtain-wall system be installed? Have the thermal bridge values for the glass carriers been entered in the 'Components' AND in the 'Areas' worksheets?
Are there roller blinds, venetian blinds or similar? Has the installation TB been entered? In which worksheet?
An extremely small window/door installation thermal bridge value [W/mk] has been given for sides or top:
An extremely small window/door installation thermal bridge value [W/mk] has been given for the bottom:
Standard values for installation TB of windows/doors have probably been used. Due to their great influence on the energy balance, you should use project specific values as soon as the corresponding details are available.
The average window/door installation thermal bridge values for the overall project are relatively high. An optimisation potential still exists here.
The average window/door installation values for the overall project are very low. Please check.
There are windows which do not meet the comfort criterion.
: is there any horizontal shading for these alignments? Trees, houses, mountains that are further away almost always have an influence as well.
There are windows for which shading at the lateral reveal has been entered, but no shading at the upper reveal has been entered. Is this correct?
Information: reduction factor for shading [%] in winter: average:
Horizontal shading and wind protection coefficient ('Ventilation' worksheet) do not match.
A different number of rows has been inserted in the 'Windows' and 'Shading' worksheets. The calculation process will be disrupted if rows are not inserted correctly.
The standard value of 0.07 was not used for the wind protection coefficient. Is this correct?
An excellent level of airtightness has been set. Is this correct?
Airtightness: the n50 value is larger than 0.6. Written confirmation of leakage detection should be submitted for EnerPhit certification.
Has the air volume for the pressure test been calculated correctly? Please check.
In the case of window ventilation it is very difficult to achieve a reasonable quality of indoor air on a permanent basis. An air change rate that is twice as high is required for the same average air quality as in the case of ventilation systems.
There is no heat recovery for the ventilation!
The average heat recovery efficiency is relatively low.
The average heat recovery efficiency is very high.
The electrical efficiency of the ventilation unit is very good.
The electrical efficiency of the ventilation unit is relatively poor.
Electrical or hydraulic frost protection has not been selected. How will frost protection of the heat exchanger be ensured?
The air is extremely dry. What countermeasures have been taken for this?
There are rooms that are not ventilated. Please check.
Please state the pressure losses of the duct network. It is essential that the stated electrical efficiency of the unit matches the actual pressure loss of the duct network.
For the ventilation units, very long holiday periods during the heating period, with ventilation system shut-down, have been entered. Is this correct?
No electrical or hydraulic frost protection has been selected. How will frost protection of the heat exchanger be ensured?
There are no transmission heat losses. Please check.
There are no ventilation heat losses. Please check.
There are no solar gains. Please check.
There are no internal heat gains. Please check.
The maximum permissible supply air temperature which has been entered is relatively low.
The hygienic level of basic ventilation in summer is very low.
Except in case of very humid climates, night-time passive cooling is recommended. Please check.
Additional passive night-time cooling seems to be very high. Has the same air change rate for a ventilation unit/window been set twice (for basic air changes + for night-time cooling)?
m³/h: the volumetric flow in summer is much higher than the maximum value in winter. Is the ventilation unit so large?
The entered clear opening of tilted windows is very large. Caution: the narrowest point is usually between the window frame and the wall.
Please calculate window ventilation for a hygienic level of air exchange in summer in the secondary calculation.
Please calculate window night ventilation in summer in the secondary calculation.
A very high performance ratio has been entered:
The total cooling load cannot be transferred via the supply air volume flow rate. Have additional cooling devices been dimensioned adequately?
There are no distribution losses through heating pipes. Is this correct?
There is no hot water demand in the building. Is this correct?
There are no distribution losses through DHW pipes. Is this correct?
Individual pipes are very thick. Has the diameter been entered with the correct unit (metres)?
Is there no storage tank?
Heat recovery from shower drain-water: the nominal efficiency is very high. Please check input.
Heat recovery from shower drain water: the volume flow rate of the shower differs strongly from the nominal volume flow rate. Is the efficiency valid for this?
Fill in the 'Electricity' worksheet with special care and do not estimate on the safe side because these values will be included in the calculation of the internal heat gains.
Fill in the 'Electricity non-res' worksheet with special care and do not estimate on the safe side because these values will be included in the calculation of the internal heat gains.
The sum of the net areas seems very high in relation to the treated floor area.
The sum of the net areas is smaller than the treated floor area.
Average installed output of lighting [W/(m²*100lux)]:
A circulating pump for heating has not been entered.
The number of persons is larger than the number stated in the 'Verification' worksheet according to planning.
The surface of the usable areas is larger than the treated floor area